## Data
Material | Material Description | Plant | Storage Location | Base Unit of Measure | Unrestricted | Value Unrestricted | Blocked | Value BlockedStock
2000000434 | Relay Omron 220VAC 5A | KTI1 | L1H2 | PC | 1 | 228800 | 0 | 0
2000001503 | Fuse Patron 4 A 500 Volt | KTI1 | L1G2 | PC | 0 | 0 | 0 | 0
2000001645 | Exhouse Van | KTI1 | L1G5 | EA | 1 | 660000 | 0 | 0
2000002859 | Dismantling Joint, 16" (400 mm) | KTI1 | L100 | UN | 1 | 13875000 | 0 | 0
2000003158 | Meter Air 1", Multimag | KTI1 | L800 | UN | 0 | 0 | 0 | 0
2000003561 | 3 PHASE ELEKTRO MOTOR | KTI1 | L200 | UN | 0 | 0 | 0 | 0
2000003562 | 3 PHASE ELEKTRO MOTOR FOR MIXING | KTI1 | L200 | UN | 0 | 0 | 0 | 0
2000003563 | 3 PHASE ELEKTRO MOTOR FOR PUMPING | KTI1 | L200 | UN | 0 | 0 | 0 | 0
2000003564 | ADJUSTING PIECE NW 1400 | KTI1 | L200 | UN | 0 | 0 | 0 | 0
2000003565 | ADJUSTING PIECE NW 600 | KTI1 | L200 | UN | 0 | 0 | 0 | 0
2000003566 | ADJUSTING PIECES NW 500 | KTI1 | L200 | UN | 0 | 0 | 0 | 0
2000003567 | AUTOMATIC DOUBLE AIR VALVE, KAT 155 202 | KTI1 | L200 | UN | 0 | 0 | 0 | 0
2000003568 | BAKERFIELD FILTER | KTI1 | L200 | UN | 0 | 0 | 0 | 0
2000003569 | BOSSTER PUMP KSB Type Movi 50/05 6i | KTI1 | L200 | UN | 0 | 0 | 0 | 0
2000003570 | BUTTERFLY VALVE NW 1000 | KTI1 | L200 | UN | 0 | 0 | 0 | 0
2000003571 | BUTTERFLY VALVE NW 500 | KTI1 | L200 | UN | 0 | 0 | 0 | 0
2000003572 | CHLORINATOR | KTI1 | L200 | UN | 0 | 0 | 0 | 0
2000003573 | CHLORINE STORAGE | KTI1 | L200 | UN | 0 | 0 | 0 | 0
2000003574 | DRAIN VALVE | KTI1 | L200 | UN | 0 | 0 | 0 | 0
2000003575 | EJECTOR DIA 3" | KTI1 | L200 | UN | 0 | 0 | 0 | 0
2000003576 | ELEKTRIK PANEL | KTI1 | L200 | UN | 0 | 0 | 0 | 0
2000003577 | FLAT SLIDE VALVE VAG KAT 106 400-300mm | KTI1 | L200 | UN | 0 | 0 | 0 | 0
2000003578 | FLAT SLIDE VALVE VAG KAT 106 400-400mm | KTI1 | L200 | UN | 0 | 0 | 0 | 0
2000003579 | FLEXIBLE JOINT 36" | KTI1 | L200 | UN | 0 | 0 | 0 | 0
2000003580 | FOOT VALVE w STRAINER VAG KAT 500 mm | KTI1 | L200 | UN | 0 | 0 | 0 | 0
2000003581 | GATE VALVE 36" | KTI1 | L200 | UN | 0 | 0 | 0 | 0
2000003582 | GATE VALVE DN-100 | KTI1 | L200 | UN | 0 | 0 | 0 | 0
2000003583 | GATE VALVE NW 200 | KTI1 | L200 | UN | 0 | 0 | 0 | 0
2000003584 | GATE VALVE SJC S 1600-100 mm | KTI1 | L200 | UN | 0 | 0 | 0 | 0
2000003585 | GATE VALVE SUFA 12" | KTI1 | L200 | UN | 0 | 0 | 0 | 0
2000003586 | GATE VALVE TAIYO 12" | KTI1 | L200 | UN | 0 | 0 | 0 | 0
2000003587 | GATE VALVE, TAIYO 36" | KTI1 | L200 | UN | 0 | 0 | 0 | 0
2000003588 | GATE VAVE, KAT 207 200 | KTI1 | L200 | UN | 0 | 0 | 0 | 0
2000003589 | INSULATING FLANGE DIA 1400 | KTI1 | L200 | UN | 0 | 0 | 0 | 0
2000003590 | KONTRUKSI MINI WTP | KTI1 | L200 | UN | 0 | 0 | 0 | 0
2000003591 | MOTOR | KTI1 | L200 | UN | 0 | 0 | 0 | 0
2000003592 | NON RETURN VALVE DWC 150 12" | KTI1 | L200 | UN | 0 | 0 | 0 | 0
2000003593 | NON RETURN VALVE NW 500 | KTI1 | L200 | UN | 0 | 0 | 0 | 0
2000003594 | NON RETURN VALVE NW-100 | KTI1 | L200 | UN | 0 | 0 | 0 | 0
2000003595 | NON RETURN VALVE VAG KAT 300 mm | KTI1 | L200 | UN | 0 | 0 | 0 | 0
2000003596 | NON RETURN VALVE VAG KAT 400 mm | KTI1 | L200 | UN | 0 | 0 | 0 | 0
2000003597 | NON RETURN VALVE, PK 12" | KTI1 | L200 | UN | 0 | 0 | 0 | 0
2000003598 | PEMIPAAN AIR | KTI1 | L200 | UN | 0 | 0 | 0 | 0
2000003599 | PEMIPAAN CHLORINE | KTI1 | L200 | UN | 0 | 0 | 0 | 0
2000003600 | PIPE ACCESSORIES (JOINT) | KTI1 | L200 | UN | 0 | 0 | 0 | 0
2000003601 | PIPE HEADER | KTI1 | L200 | UN | 0 | 0 | 0 | 0
2000003602 | POMPA, VETRAGT KEINEN | KTI1 | L200 | UN | 0 | 0 | 0 | 0
2000003603 | PVC PIPE DIA 4" | KTI1 | L200 | UN | 0 | 0 | 0 | 0
2000003604 | RUANG CHLORINATOR | KTI1 | L200 | UN | 0 | 0 | 0 | 0
2000003605 | SS VALVE DIA 1/2" | KTI1 | L200 | UN | 0 | 0 | 0 | 0
2000003606 | SS VALVE NW 100 | KTI1 | L200 | UN | 0 | 0 | 0 | 0
2000003607 | STEEL PIPE DIA 3" | KTI1 | L200 | UN | 0 | 0 | 0 | 0
2000003608 | STRAINER DIA 4" | KTI1 | L200 | UN | 0 | 0 | 0 | 0
2000003609 | STRAINER VAG KAT 158 002 - 600 mm | KTI1 | L200 | UN | 0 | 0 | 0 | 0
2000003610 | VAG BUTTERFLY VALVE KAT 130-002-1400mm | KTI1 | L200 | UN | 0 | 0 | 0 | 0
2000003611 | VAG BUTTERFLY VALVE KAT 130-002A-600mm | KTI1 | L200 | UN | 0 | 0 | 0 | 0
2000003612 | VAG BUTTERFLY VALVE KAT 130-002A-900mm | KTI1 | L200 | UN | 0 | 0 | 0 | 0
2000003613 | VAG GATE VALVE 50mm - 10 GG | KTI1 | L200 | UN | 0 | 0 | 0 | 0
2000003614 | VAG GATE VALVE KAT 207-200A-100mm | KTI1 | L200 | UN | 0 | 0 | 0 | 0
2000003615 | VAG GATE VALVE KAT 207-200A-200mm | KTI1 | L200 | UN | 0 | 0 | 0 | 0
2000003616 | VAG NON RETURN VALVE KAT 153-002A-600mm | KTI1 | L200 | UN | 0 | 0 | 0 | 0
2000003617 | VALVE VAG KAT 045 - 106 - 500 mm | KTI1 | L200 | UN | 0 | 0 | 0 | 0
2000003618 | VALVE VAG KAT 106 - 002 - 250 mm | KTI1 | L200 | UN | 0 | 0 | 0 | 0
2000003619 | WATER GATE , PAN 356058 | KTI1 | L200 | UN | 0 | 0 | 0 | 0
2000003620 | WATER GATE TAIYO 10" | KTI1 | L200 | UN | 0 | 0 | 0 | 0
2000003621 | WATER GATE, SEIBU Type SYB/1 | KTI1 | L200 | UN | 0 | 0 | 0 | 0
2000003622 | HEATER | KTI1 | L200 | UN | 0 | 0 | 0 | 0
2000003623 | MANOMETER | KTI1 | L200 | UN | 0 | 0 | 0 | 0
2000003624 | PIPE ACCESSORIES | KTI1 | L200 | UN | 0 | 0 | 0 | 0
2000003625 | Mesin Trafo Las MMA-Inverter, Arc 180 | KTI1 | L200 | UN | 0 | 0 | 0 | 0
2000003626 | Barcode Scanner Zebra TC25 Rugged | KTI1 | L200 | UN | 0 | 0 | 0 | 0
2000003627 | Variable Speed Drive ATV630C13N4 | KTI1 | L200 | SET | 0 | 0 | 0 | 0
2000003628 | Gearbox GK 16.2, Auma | KTI1 | L200 | UN | 0 | 0 | 0 | 0
2000003629 | Non Return Valve, DN 500 PN 10 | KTI1 | L200 | UN | 0 | 0 | 0 | 0
2000003630 | Mesin trafo Las MMA-Inverter, Arc 200 | KTI1 | L200 | EA | 0 | 0 | 0 | 0
2000003631 | Mesin trafo Las MMA-Inverter, Arc 400 | KTI1 | L200 | EA | 0 | 0 | 0 | 0
2000003632 | LAPTOP LENOVO LEGION 5 82B5002XID | KTI1 | L200 | UN | 0 | 0 | 0 | 0
2000003633 | Camera A6600, Sony + Tripod | KTI1 | L200 | UN | 0 | 0 | 0 | 0
2000003634 | Proyektor Mobile S1, Asus | KTI1 | L200 | UN | 0 | 0 | 0 | 0
2000003635 | Canon Powershot G7X Mark II | KTI1 | L200 | UN | 0 | 0 | 0 | 0
2000003636 | Drone Dji Phantom 4 Pro | KTI1 | L200 | UN | 0 | 0 | 0 | 0
2000003637 | Smart TV 55â€� TU8500 Crystal UHD 4K | KTI1 | L200 | UN | 0 | 0 | 0 | 0
2000003638 | Kursi Kerja D-600 HDT Leather Indachi | KTI1 | L200 | UN | 0 | 0 | 0 | 0
2000003639 | Filling Cabinet 4 Laci TOP, Datascript | KTI1 | L200 | UN | 0 | 0 | 0 | 0
2000003640 | Mesin Materai CS 200A | KTI1 | L200 | UN | 0 | 0 | 0 | 0
2000003664 | 90 Derajat Ell (SxS) PVC GF, 4" SCH 80 | KTI1 | L1A3 | EA | 12 | 4322544 | 0 | 0
2000003680 | Adaptor, EA - 811 | KTI1 | L1H3 | PC | 2 | 1350000 | 0 | 0
2000003685 | Alarm 24V DC | KTI1 | L1H2 | EA | 1 | 198000 | 0 | 0
2000003694 | APC POwer Supply Battery | KTI1 | L100 | PC | 1 | 6233333 | 0 | 0
2000003695 | APC Replacement Battery Cartridge #109 | KTI1 | L1H4 | PC | 2 | 2667500 | 0 | 0
2000003703 | Auxiliary Closing Coil, XF 33661 | KTI1 | L1H2 | EA | 1 | 4096350 | 0 | 0
2000003707 | Axial Bearing, P/N 3012 | KTI1 | L100 | PC | 0 | 0 | 0 | 0
2000003709 | Axial Fan 10" | KTI1 | L1H5 | UN | 3 | 2139008 | 0 | 0
2000003710 | Axial Fan 10", G2260 HA2BL | KTI1 | L1H5 | EA | 0 | 0 | 0 | 0
2000003713 | Axial Fan 6" | KTI1 | L1H5 | EA | 2 | 1104000 | 0 | 0
2000003714 | Axial Fan 8" | KTI1 | L1H5 | PC | 1 | 629478 | 0 | 0
2000003720 | Ball Bearing FAG 1313 | KTI1 | L1I4 | EA | 2 | 2208200 | 0 | 0
2000003720 | Ball Bearing FAG 1313 | KTI1 | L1I5 | EA | 4 | 4416400 | 0 | 0
2000003721 | Ball Bearing, P/N 3011 | KTI1 | L100 | PC | 0 | 0 | 0 | 0
2000003726 | Ball Valve 2", Stainless Steel 316 | KTI1 | L1H3 | EA | 0 | 0 | 0 | 0
2000003735 | Baterai PRÜFTECHNIK VIBSCANNER VIB 5.425 | KTI1 | L100 | EA | 0 | 0 | 0 | 0
2000003771 | Bearing 6315 C3 ZZ FAG | KTI1 | L1I5 | EA | 0 | 0 | 0 | 0
2000003772 | Bearing Bronze 1.938X2.438X4.25" | KTI1 | L100 | PC | 1 | 1292954 | 0 | 0
2000003773 | Bearing Bronze 2.250x2.750x6.000" | KTI1 | L100 | PC | 3 | 7757721 | 0 | 0
2000003801 | Bearing Retainer 193 | KTI1 | L100 | EA | 0 | 0 | 0 | 0
2000003807 | Bearing Suction 2.250x2.750x10.000" | KTI1 | L100 | PC | 1 | 4525337 | 0 | 0
2000003809 | Bearing Type H 2.155x3.015x5.00" | KTI1 | L100 | PC | 2 | 1292954 | 0 | 0
2000003811 | Bearing, 29422E SKF | KTI1 | L1I5 | EA | 0 | 0 | 0 | 0
2000003812 | Bearing, 6315/C3 SKF | KTI1 | L1I5 | EA | 0 | 0 | 0 | 0
2000003845 | Body Injector Plug, P 53374 | KTI1 | L1H3 | EA | 1 | 3314757 | 0 | 0
2000003855 | Box Panel (Bertopi) Accu Plant Telemetri | KTI1 | L100 | PC | 1 | 1595000 | 0 | 0
2000003863 | Bushing Bearing, C425 - 65 | KTI1 | L1H4 | EA | 0 | 0 | 0 | 0
2000003872 | Butterfly Valve 12", DN.300 Ductile Iron | KTI1 | L100 | EA | 0 | 0 | 0 | 0
2000003884 | Capasitor MKP, 25 kVAR 415V 3x154 ÂµF | KTI1 | L1G5 | EA | 0 | 0 | 0 | 0
2000003887 | Carbon Brush, RC 73 | KTI1 | L1H1 | EA | 30 | 27864416 | 0 | 0
2000003887 | Carbon Brush, RC 73 | KTI1 | L1H2 | EA | 0 | 0 | 0 | 0
2000003887 | Carbon Brush, RC 73 | KTI1 | L1H5 | EA | 0 | 0 | 0 | 0
2000003888 | Carbon Brush, RE 59 | KTI1 | L1H4 | EA | 0 | 0 | 0 | 0
2000003896 | Casing Wear Ring, P/N1500 | KTI1 | L100 | PC | 0 | 0 | 0 | 0
2000003897 | Casing Wearing 502 | KTI1 | L1D5 | EA | 0 | 0 | 0 | 0
2000003911 | Circlip, P/N 6544.1 | KTI1 | L100 | PC | 2 | 8303736 | 0 | 0
2000003912 | Circlip, P/N 6544.2 | KTI1 | L100 | PC | 1 | 4577884 | 0 | 0
2000003914 | CKE, Exhaust Fan, 3 Fasa, 16" | KTI1 | L1G5 | PC | 1 | 1952500 | 0 | 0
2000003925 | Clamp, P60106 | KTI1 | L1H1 | EA | 4 | 12686740 | 0 | 0
2000003928 | Collar, Sand 2.25x2.78x3.13", 541279-097 | KTI1 | L100 | PC | 1 | 2585907 | 0 | 0
2000003929 | Collet Impeller 2.250, P/N 541277-1083 | KTI1 | L100 | PC | 3 | 7757721 | 0 | 0
2000003930 | Color Sepex BU Range | KTI1 | L1H3 | EA | 3 | 5651250 | 0 | 0
2000003936 | Conductivity InLab 731 ISM, 300 14092 | KTI1 | L400 | EA | 0 | 0 | 0 | 0
2000003939 | Connection Flexible V-Notch EA811 UXA103 | KTI1 | L1H3 | EA | 4 | 17000000 | 0 | 0
2000003967 | Contactor 110 VDC 3RH2140-1BF40 | KTI1 | L1H1 | EA | 0 | 0 | 0 | 0
2000003970 | KABEL POWER NYY, 4x25 MM2 | KTI1 | L900 | M | 0 | 0 | 0 | 0
2000003972 | Contactor, LC1D09M7 | KTI1 | L1H1 | EA | 0 | 0 | 0 | 0
2000003974 | Contactor, LC1D12 | KTI1 | L1H2 | PC | 0 | 0 | 0 | 0
2000003977 | Contactor, LC1D25M7 | KTI1 | L1H2 | PC | 0 | 0 | 0 | 0
2000003979 | Contactor, LC1D38 | KTI1 | L1H2 | PC | 0 | 0 | 0 | 0
2000003984 | Coupling (SxS) PVC GF, 4" SCH 80 | KTI1 | L1A1 | EA | 11 | 4336620 | 0 | 0
2000003986 | Coupling Shaft-Thrd-1.94, P/N 541865-083 | KTI1 | L100 | PC | 4 | 6464768 | 0 | 0
2000003992 | Current Transformer Korc 1A 400/5 Amp | KTI1 | L1H3 | EA | 0 | 0 | 0 | 0
2000004002 | Diaphragm (Bottom) For Chlorine P51349 | KTI1 | L1H2 | EA | 0 | 0 | 0 | 0
2000004004 | Diaphragm Assembly, U-16072 | KTI1 | L1H3 | EA | 2 | 3448500 | 0 | 0
2000004008 | Diaphragm Unit U-17639 | KTI1 | L1H3 | EA | 2 | 5042816 | 0 | 0
2000004010 | Diaphragm, NW 100, PN 16 | KTI1 | L1D5 | UN | 2 | 33000000 | 0 | 0
2000004013 | Diaphragm, P60105 | KTI1 | L1H1 | EA | 0 | 0 | 0 | 0
2000004022 | Diode S19G | KTI1 | L1H2 | EA | 1 | 125000 | 0 | 0
2000004029 | Dismantling Joint 6" | KTI1 | L100 | PC | 1 | 2466647 | 0 | 0
2000004033 | Distributor Fibre ES120 E | KTI1 | L1H3 | EA | 5 | 17710000 | 0 | 0
2000004058 | Drum Flexible Connection, EA-811 | KTI1 | L1H1 | EA | 0 | 0 | 0 | 0
2000004058 | Drum Flexible Connection, EA-811 | KTI1 | L1H3 | EA | 0 | 0 | 0 | 0
2000004088 | Elbow 90 0,75" PVC | KTI1 | L1A2 | EA | 9 | 204075 | 0 | 0
2000004162 | Electrode pH Combinaton, Sensolyt DWA | KTI1 | L1G1 | EA | 4 | 31635000 | 0 | 0
2000004162 | Electrode pH Combinaton, Sensolyt DWA | KTI1 | L1H1 | EA | 0 | 0 | 0 | 0
2000004170 | Engkel Clipsal | KTI1 | L1H5 | EA | 0 | 0 | 0 | 0
2000004219 | Flange Carbon Steel PN 10, Slip On | KTI1 | L100 | EA | 1 | 13851562 | 0 | 0
2000004254 | Flange Van Stone (S) PVC GF, 4" SCH 80 | KTI1 | L1B2 | EA | 10 | 4927302 | 0 | 0
2000004259 | Flexible Coupling | KTI1 | L1H4 | SET | 3 | 7701946 | 0 | 0
2000004260 | Flexible Coupling 110 mm | KTI1 | L1H4 | EA | 1 | 1740369 | 0 | 0
2000004261 | Flexible Coupling Pompa, Rubber Profil H | KTI1 | L1F4 | EA | 1 | 4730000 | 0 | 0
2000004276 | Gas Inlet Block, EA - 881 | KTI1 | L1H2 | PC | 1 | 1 | 0 | 0
2000004310 | Gate Valve 2 1/2" Kitz | KTI1 | L100 | EA | 1 | 2805000 | 0 | 0
2000004324 | Gauge Pressure 0-10 Bar | KTI1 | L1E2 | EA | 2 | 2200000 | 0 | 0
2000004325 | GEAR LUBE 150 Compressor | KTI1 | L1H1 | EA | 0 | 0 | 0 | 0
2000004364 | Gland Packing, K5030 3/8" (10-mm) | KTI1 | L1H5 | ROL | 0 | 0 | 0 | 0
2000004365 | Gland Packing, K5030 5/8" | KTI1 | L1H5 | ROL | 0 | 0 | 0 | 0
2000004369 | Gland Packing,K5030 1" 25,4mm,KonnerSeal | KTI1 | L1H5 | ROL | 1 | 5734151 | 0 | 0
2000004385 | Heat Shrink, 100 mm | KTI1 | L1H1 | M | 0 | 0 | 0 | 0
2000004386 | Heat Shrink, 30 mm | KTI1 | L1H1 | M | 0 | 0 | 0 | 0
2000004387 | Heat Shrink, 50 mm | KTI1 | L1H1 | M | 0 | 0 | 0 | 0
2000004403 | Hydrostatic Transmiter Level Control, Ve | KTI1 | L1H5 | SET | 0 | 0 | 0 | 0
2000004403 | Hydrostatic Transmiter Level Control, Ve | KTI1 | L1I1 | SET | 0 | 0 | 0 | 0
2000004408 | Impeller Pompa, 150DL522 | KTI1 | L1H4 | EA | 0 | 0 | 0 | 0
2000004412 | Impeller Wearing 503 | KTI1 | L1D5 | EA | 0 | 0 | 0 | 0
2000004418 | Inlet Valve Complete, U 17713 | KTI1 | L1H3 | EA | 0 | 0 | 0 | 0
2000004433 | Insert Meter Air, 2" | KTI1 | L1C5 | EA | 0 | 0 | 0 | 0
2000004444 | Intermediet Shaft, P/N 212 | KTI1 | L900 | EA | 0 | 0 | 0 | 0
2000004451 | Joint Flexible Hose, SS 3" | KTI1 | L1F4 | EA | 4 | 5683334 | 0 | 0
2000004452 | Joint Flexible Hose, SS 3/4" | KTI1 | L1H3 | EA | 1 | 388840 | 0 | 0
2000004458 | Joint Gibolt 10" | KTI1 | L1H5 | EA | 0 | 0 | 0 | 0
2000004475 | KABEL NYY | KTI1 | L100 | M | 0 | 0 | 0 | 0
2000004500 | Kantong Geotube, CGT 500D | KTI1 | L100 | UN | 0 | 0 | 0 | 0
2000004505 | Kawat Las LB 52/2,6 mm | KTI1 | L1H2 | KG | 0 | 0 | 0 | 0
2000004510 | Key Gib 0.500x0.500x3", P/N 542963-6086 | KTI1 | L100 | PC | 1 | 484858 | 0 | 0
2000004516 | KIT SPARE ASCO for 8215G002 | KTI1 | L1H4 | PC | 7 | 26064196 | 0 | 0
2000004517 | KIT SPARE ASCO for 8215G023 | KTI1 | L1H4 | PC | 0 | 0 | 0 | 0
2000004518 | KIT Spare Part NC For, 8210 G002 | KTI1 | L1H4 | EA | 9 | 14039895 | 0 | 0
2000004520 | KIT Spare Part NC For, 8215 G002 | KTI1 | L1H4 | EA | 2 | 3937113 | 0 | 0
2000004521 | KIT Spare Part NO For, 8210 G034 | KTI1 | L1H4 | EA | 5 | 13649895 | 0 | 0
2000004522 | KIT Spare Part NO For, 8215 C083 | KTI1 | L1H4 | EA | 0 | 0 | 0 | 0
2000004523 | KIT Spare Part NO For, 8215 G023 | KTI1 | L1H4 | EA | 2 | 6239953 | 0 | 0
2000004538 | Screw connection 70mm² | KTI1 | L1H4 | EA | 0 | 0 | 0 | 0
2000004545 | Lampu LED Bulb, 10 Watt, Philips | KTI1 | L100 | PC | 0 | 0 | 0 | 0
2000004545 | Lampu LED Bulb, 10 Watt, Philips | KTI1 | L1H1 | PC | 0 | 0 | 0 | 0
2000004545 | Lampu LED Bulb, 10 Watt, Philips | KTI1 | L1H2 | PC | 0 | 0 | 0 | 0
2000004550 | Lampu Sorot LED 320 Watt, BVP383 Philips | KTI1 | L1G1 | UN | 0 | 0 | 0 | 0
2000004556 | LED Flood Light BVP150, Philips | KTI1 | L1G2 | EA | 4 | 1027352 | 0 | 0
2000004561 | Line Shaft 1.938x10' LG 540027-701-12000 | KTI1 | L100 | PC | 0 | 0 | 0 | 0
2000004562 | Line Shaft 1.938x5' LG, 540027-701-06000 | KTI1 | L100 | PC | 0 | 0 | 0 | 0
2000004564 | Line Shaft Bearing, P/N 3300.1 | KTI1 | L100 | PC | 0 | 0 | 0 | 0
2000004565 | Line Shaft Bearing, P/N 3300.2 | KTI1 | L100 | PC | 0 | 0 | 0 | 0
2000004597 | Master LEDTube 1200 mm 18W 865 T8 I W | KTI1 | L1G2 | PC | 0 | 0 | 0 | 0
2000004597 | Master LEDTube 1200 mm 18W 865 T8 I W | KTI1 | L1H1 | PC | 0 | 0 | 0 | 0
2000004602 | MCB 6A 3P Siemens | KTI1 | L1H2 | EA | 2 | 239800 | 0 | 0
2000004605 | MCCB, NS 250N | KTI1 | L1G2 | EA | 4 | 17906576 | 0 | 0
2000004606 | Mechanical Seal Catridge 4610, P/N 4200 | KTI1 | L100 | PC | 0 | 0 | 0 | 0
2000004607 | Mechanical Seal Ebara 100 DLB 55.5 | KTI1 | L100 | EA | 0 | 0 | 0 | 0
2000004607 | Mechanical Seal Ebara 100 DLB 55.5 | KTI1 | L1H5 | EA | 0 | 0 | 0 | 0
2000004616 | Mekanikal Seal, 111.1 | KTI1 | L1H5 | SET | 3 | 18161820 | 0 | 0
2000004617 | Mekanikal Seal, 111.2 | KTI1 | L1H5 | SET | 3 | 18161820 | 0 | 0
2000004632 | Meter Air 20" / 500 | KTI1 | L100 | EA | 0 | 0 | 0 | 0
2000004653 | Miniature Relay, RXM4AB2BD | KTI1 | L1H4 | EA | 0 | 0 | 0 | 0
2000004655 | Modul Analog Input 8 Ch, Horner APG | KTI1 | L1H2 | UN | 2 | 13530000 | 0 | 0
2000004659 | Modul Analog Input 16 Chnnl. 900A16-0103 | KTI1 | L1G2 | EA | 2 | 58634640 | 0 | 0
2000004660 | Module Analog Input 900A01-0202 | KTI1 | L1G2 | EA | 0 | 0 | 0 | 0
2000004662 | Motor Stater, GV2-ME16 | KTI1 | L1H2 | EA | 3 | 1540000 | 0 | 0
2000004667 | MV Surge Arrester (V1200) | KTI1 | L1G5 | SET | 0 | 0 | 0 | 0
2000004669 | Needle, P-34767 | KTI1 | L1H3 | EA | 2 | 940500 | 0 | 0
2000004673 | Nipples Grease Bent 45 drj., 9,8 mm | KTI1 | L1H3 | EA | 3 | 139345 | 0 | 0
2000004674 | Nipples Grease Button, 16,4 mm | KTI1 | L1H3 | EA | 12 | 3096542 | 0 | 0
2000004675 | Nipples Grease Button, 9,8 mm | KTI1 | L1H3 | EA | 2 | 495447 | 0 | 0
2000004676 | Nipples Grease Fitting, 5,8 mm | KTI1 | L1H3 | EA | 15 | 851549 | 0 | 0
2000004677 | Nipples Grease Fitting, 9,8 mm | KTI1 | L1H3 | EA | 5 | 387067 | 0 | 0
2000004678 | Nokian Power Capacitor, 13,1 Micro Farad | KTI1 | L100 | PC | 0 | 0 | 0 | 0
2000004679 | Nokian Power Capacitor, 5,6 Micro Farad | KTI1 | L100 | PC | 0 | 0 | 0 | 0
2000004688 | Nut Headshaft, P/N 544649-174-2 | KTI1 | L100 | PC | 0 | 0 | 0 | 0
2000004692 | Nut Tube Tension 63 | KTI1 | L1H3 | EA | 1 | 9458679 | 0 | 0
2000004713 | O-Ring (Hypalon), P 50286 | KTI1 | L1H3 | EA | 5 | 1266760 | 0 | 0
2000004762 | Overload Relay 3UA5840-2P, Siemens | KTI1 | L1H2 | PC | 0 | 0 | 0 | 0
2000004775 | Packing Box Complete | KTI1 | L1H4 | UN | 0 | 0 | 0 | 0
2000004878 | PLC Digital Output Modules, TM3DQ16R/G | KTI1 | L1H2 | PC | 2 | 3850000 | 0 | 0
2000004879 | PLC Schneider TM 222-110 VDC | KTI1 | L1H2 | PC | 0 | 0 | 0 | 0
2000004880 | PLC, Analog Module TM3AM6G | KTI1 | L1G2 | PC | 0 | 0 | 0 | 0
2000004880 | PLC, Analog Module TM3AM6G | KTI1 | L1H1 | PC | 2 | 7375237 | 0 | 0
2000004881 | PLC, Schneider Modicon TM22 | KTI1 | L1H1 | PC | 0 | 0 | 0 | 0
2000004881 | PLC, Schneider Modicon TM22 | KTI1 | L1H2 | PC | 0 | 0 | 0 | 0
2000004892 | Power Meter, Power Logic PM 5560 | KTI1 | L1G1 | UN | 0 | 0 | 0 | 0
2000004892 | Power Meter, Power Logic PM 5560 | KTI1 | L1G2 | UN | 0 | 0 | 0 | 0
2000004892 | Power Meter, Power Logic PM 5560 | KTI1 | L1H1 | UN | 10 | 136585056 | 0 | 0
2000004892 | Power Meter, Power Logic PM 5560 | KTI1 | L1H2 | UN | 0 | 0 | 0 | 0
2000004892 | Power Meter, Power Logic PM 5560 | KTI1 | L1H4 | UN | 0 | 0 | 0 | 0
2000004899 | Power Transformer 3150 VA | KTI1 | L1G5 | EA | 1 | 7538800 | 0 | 0
2000004911 | Pressure Gauge, -1~0 Bar | KTI1 | L1H2 | UN | 4 | 3520000 | 0 | 0
2000004924 | Pressure trasmitter, 0-10 bar Â½" NPT | KTI1 | L1H4 | UN | 0 | 0 | 0 | 0
2000004926 | Presure Swith, 0 - 16 Bar | KTI1 | L1H2 | EA | 0 | 0 | 0 | 0
2000004932 | Pumice Hand Cleaner, 0955-02 | KTI1 | L1H4 | BT | 0 | 0 | 0 | 0
2000004935 | Pump Shaft, P/N 211 | KTI1 | L900 | EA | 0 | 0 | 0 | 0
2000004936 | Pump Shaft, P/N 211, KSB | KTI1 | L1H5 | EA | 0 | 0 | 0 | 0
2000004939 | Rangkaian Tunda Dering | KTI1 | L1H2 | EA | 1 | 548900 | 0 | 0
2000004943 | Red Band Wheels | KTI1 | L100 | PC | 0 | 0 | 0 | 0
2000004981 | Retainer Bearing 12X3.00" ID 540209-1057 | KTI1 | L100 | PC | 0 | 0 | 0 | 0
2000004982 | Ring Gasket Vacum Regulator, P 34506 | KTI1 | L1H3 | EA | 6 | 3524616 | 0 | 0
2000004984 | Ring Gasket, P-35096 | KTI1 | L1H3 | EA | 8 | 1421200 | 0 | 0
2000004995 | Rota Meter UXJ 21414 | KTI1 | L1H3 | EA | 1 | 7457350 | 0 | 0
2000005007 | Rubber Coupling Mtr. DC-Dia.47/30x53,5mm | KTI1 | L1H4 | PC | 12 | 3135000 | 0 | 0
2000005008 | Rubber Coupling,Motor AC-Dia.79/32x78mm | KTI1 | L1H4 | PC | 3 | 2351250 | 0 | 0
2000005034 | Schuh Pressure Gauge, SEB 500 | KTI1 | L1H2 | EA | 2 | 5110492 | 0 | 0
2000005040 | Screw Coupling, P/N 852 | KTI1 | L900 | EA | 0 | 0 | 0 | 0
2000005048 | Seal Clamping Nut, P-34529 | KTI1 | L1H3 | EA | 4 | 2299000 | 0 | 0
2000005052 | Seal Mechanical, B18U2T2V | KTI1 | L1H3 | SET | 0 | 0 | 0 | 0
2000005056 | Seal Mechanical, U12 30 U1 VG | KTI1 | L1H3 | SET | 2 | 27750000 | 0 | 0
2000005057 | Seal Mechanical, U12.12RU3.U3V | KTI1 | L1H3 | EA | 0 | 0 | 0 | 0
2000005064 | Sealing Set, KAT 15002 | KTI1 | L1H3 | SET | 7 | 1916801 | 0 | 0
2000005073 | Sensor Connection Cable, SACIQ-15.0 WTW | KTI1 | L1G2 | SET | 0 | 0 | 0 | 0
2000005074 | Set of Liquid Gasket, P/N0 | KTI1 | L100 | PC | 4 | 6885036 | 0 | 0
2000005075 | Shaft Coupling, 18 DC - 3 Stages | KTI1 | L1H4 | EA | 0 | 0 | 0 | 0
2000005077 | Shaft Head 1.938 x 64.5" LG | KTI1 | L100 | PC | 0 | 0 | 0 | 0
2000005078 | Shaft line 10 FT | KTI1 | L100 | EA | 0 | 0 | 0 | 0
2000005078 | Shaft line 10 FT | KTI1 | L1E5 | EA | 0 | 0 | 0 | 0
2000005082 | Shaft Pompa, 211 | KTI1 | L1H4 | EA | 0 | 0 | 0 | 0
2000005086 | Shaft Protecting Sleeve, P/N 524.1 | KTI1 | L1D4 | PC | 0 | 0 | 0 | 0
2000005087 | Shaft Pump 1.938x2.250x61.25" LG P/N | KTI1 | L100 | PC | 0 | 0 | 0 | 0
2000005093 | Shaft Sleeve, 524 Omega 150-360 | KTI1 | L1H4 | EA | 0 | 0 | 0 | 0
2000005096 | Shaft Sleeve, P/N 2445 | KTI1 | L100 | PC | 0 | 0 | 0 | 0
2000005097 | Shaft Sleeve, P/N 2450 | KTI1 | L100 | PC | 0 | 0 | 0 | 0
2000005098 | Shaft Sleeve, P/N 3400.1 | KTI1 | L100 | PC | 0 | 0 | 0 | 0
2000005099 | Shaft Sleeve, P/N 3400.2 | KTI1 | L100 | PC | 0 | 0 | 0 | 0
2000005101 | Shaft Sleeve, P/N 524 SPY 350 - 370 B | KTI1 | L1G5 | EA | 0 | 0 | 0 | 0
2000005103 | Shaft Top Line 1.938x40.625"LG, P/N | KTI1 | L100 | PC | 0 | 0 | 0 | 0
2000005107 | SIBA HHB FUse 160A | KTI1 | L1H2 | PC | 0 | 0 | 0 | 0
2000005108 | Siemens 3RT50441AP00 + 3RH5921-1FA22 | KTI1 | L1G2 | PC | 0 | 0 | 0 | 0
2000005140 | Socket Relay, RXZE2S114M | KTI1 | L1H4 | EA | 0 | 0 | 0 | 0
2000005152 | Spacer Sleeve, P/N 2460 | KTI1 | L100 | PC | 2 | 9030288 | 0 | 0
2000005176 | Spring Wallace & Tiernan V-Notch EA811 | KTI1 | L1H3 | EA | 5 | 4783514 | 0 | 0
2000005188 | Stem, P 47225 | KTI1 | L1H3 | EA | 3 | 1462231 | 0 | 0
2000005213 | Swing Check Valve 12", DN. 300 | KTI1 | L100 | EA | 0 | 0 | 0 | 0
2000005214 | Swing Check Valve 4", DN.100 | KTI1 | L100 | EA | 0 | 0 | 0 | 0
2000005215 | Swing Check Valve 6", DN.150 | KTI1 | L100 | EA | 0 | 0 | 0 | 0
2000005243 | Tee 4"x1,5" PVC | KTI1 | L1A4 | EA | 6 | 68400 | 0 | 0
2000005287 | Terminal Block 2,5 mm2, Schneider | KTI1 | L1H4 | PC | 0 | 0 | 0 | 0
2000005301 | Top Shaft, P/N 213 | KTI1 | L900 | EA | 0 | 0 | 0 | 0
2000005319 | Union Nepple, U.9737 | KTI1 | L1H3 | EA | 4 | 9200000 | 0 | 0
2000005324 | Vacuum Gauge and Diaphragm, U-26669 | KTI1 | L1H3 | EA | 2 | 18810000 | 0 | 0
2000005328 | Valve Ball Stainless 1 1/4" | KTI1 | L1H3 | EA | 1 | 2750000 | 0 | 0
2000005331 | Valve Ball, Stainless Steel 1/2" | KTI1 | L1H3 | EA | 2 | 192280 | 0 | 0
2000005332 | AVK Butterfly Valve 76/70 DN200 Act. | KTI1 | L1E4 | UN | 0 | 0 | 0 | 0
2000005332 | AVK Butterfly Valve 76/70 DN200 Act. | KTI1 | L1E5 | UN | 0 | 0 | 0 | 0
2000005366 | Valve Housing and Seat, U-16596 | KTI1 | L1H3 | EA | 1 | 4702500 | 0 | 0
2000005379 | Variable Speed Drive Belt, 37x900xM06 | KTI1 | L1H4 | EA | 1 | 3630000 | 0 | 0
2000005389 | Voltage Transformer ST NR 3852 | KTI1 | L1F5 | EA | 1 | 1 | 0 | 0
2000005401 | Water Mur Stainless Steel | KTI1 | L1H3 | EA | 4 | 4 | 0 | 0
2000005403 | Wear Ring, P/N 512 | KTI1 | L1G5 | EA | 0 | 0 | 0 | 0
2000005432 | Yuasa Battery MF | KTI1 | L100 | PC | 0 | 0 | 0 | 0
2000005435 | Aux Contac 300 rpm. 150 generator/minitt | KTI1 | L200 | EA | 0 | 0 | 0 | 0
2000005436 | Aux Contac 900 rpm. 1800 generator/minit | KTI1 | L200 | EA | 0 | 0 | 0 | 0
2000005437 | a. Set of Stator Coil No Ref : 1 | KTI1 | L200 | EA | 0 | 0 | 0 | 0
2000005438 | Acumulator 200 AH / 12 Volt | KTI1 | L200 | EA | 0 | 0 | 0 | 0
2000005439 | AGITATOR | KTI1 | L200 | EA | 0 | 0 | 0 | 0
2000005440 | Air Buffle Plate Ref No : 27 | KTI1 | L200 | EA | 0 | 0 | 0 | 0
2000005441 | Air Deplector Upper No Ref : 23 | KTI1 | L200 | EA | 0 | 0 | 0 | 0
2000005442 | Altivar 61 , 5,5 kW,3Ph,TCP/IP,Schneider | KTI1 | L200 | EA | 0 | 0 | 0 | 0
2000005443 | Altivar 71 , 2,2 kW,3Ph,TCP/IP,Schneider | KTI1 | L200 | EA | 0 | 0 | 0 | 0
2000005444 | Ammeter 311575 | KTI1 | L200 | EA | 0 | 0 | 0 | 0
2000005445 | Ammeter 96 x 96 1000/5A | KTI1 | L200 | EA | 0 | 0 | 0 | 0
2000005446 | Ammeter A 96 NS 0-1.5/3KA | KTI1 | L200 | EA | 0 | 0 | 0 | 0
2000005447 | Ammeter A 96 NS 0-100/200A | KTI1 | L200 | EA | 0 | 0 | 0 | 0
2000005448 | Ammeter A 96 NS 2.5/5KA | KTI1 | L200 | EA | 0 | 0 | 0 | 0
2000005449 | Ammeter A 96 NS.0-400/800A | KTI1 | L200 | EA | 0 | 0 | 0 | 0
2000005450 | Ammeter A96 0-250/500A | KTI1 | L200 | EA | 0 | 0 | 0 | 0
2000005451 | Ammeter DM 7 / 10 DB | KTI1 | L200 | EA | 0 | 0 | 0 | 0
2000005452 | Analog Input Module , TM3AM6G ,Schneider | KTI1 | L1H1 | EA | 5 | 17957291 | 0 | 0
2000005452 | Analog Input Module , TM3AM6G ,Schneider | KTI1 | L200 | EA | 0 | 0 | 0 | 0
2000005453 | Angle Piece Ref No : 6 | KTI1 | L200 | EA | 0 | 0 | 0 | 0
2000005454 | ANGULAR CONTACT BALL BEARING 320 | KTI1 | L200 | EA | 0 | 0 | 0 | 0
2000005455 | ANODA | KTI1 | L200 | EA | 0 | 0 | 0 | 0
2000005456 | Arc Chamber 3TY1 302 - OA | KTI1 | L200 | EA | 0 | 0 | 0 | 0
2000005457 | Auxiliary Contactor 3TA 6306 - 4 BF | KTI1 | L200 | EA | 0 | 0 | 0 | 0
2000005458 | Auxiliary Contactor 3TA 6606 - 4 BF | KTI1 | L200 | EA | 0 | 0 | 0 | 0
2000005459 | Auxiliary Contactor 3TA 6802 - O BF | KTI1 | L200 | EA | 0 | 0 | 0 | 0
2000005460 | Auxiliary Contactor 3TC 2210 - OAF | KTI1 | L200 | EA | 0 | 0 | 0 | 0
2000005461 | Auxilliary Contact LADN 22,Schneider | KTI1 | L200 | EA | 0 | 0 | 0 | 0
2000005462 | Auxilliary Contact LADN 44,Schneider | KTI1 | L200 | EA | 0 | 0 | 0 | 0
2000005463 | Axial Bearing 51107 | KTI1 | L200 | EA | 0 | 0 | 0 | 0
2000005464 | b. Wound Stater core No Ref : 1 | KTI1 | L200 | EA | 0 | 0 | 0 | 0
2000005465 | Ball Bearing Lower No Ref : 7 | KTI1 | L200 | EA | 0 | 0 | 0 | 0
2000005466 | Ball Bearing Upper No Ref : 6 | KTI1 | L200 | EA | 0 | 0 | 0 | 0
2000005467 | BALL VALVE 1 1/4" | KTI1 | L200 | EA | 0 | 0 | 0 | 0
2000005468 | BALL VALVE 1/2" | KTI1 | L200 | EA | 0 | 0 | 0 | 0
2000005469 | BALL VALVE PVC NW 50 | KTI1 | L200 | EA | 0 | 0 | 0 | 0
2000005470 | BALL VALVE SS 2" | KTI1 | L200 | EA | 0 | 0 | 0 | 0
2000005471 | Ballast 5 L2 6532 | KTI1 | L200 | EA | 0 | 0 | 0 | 0
2000005472 | Ballast ELZ 6532 | KTI1 | L200 | EA | 0 | 0 | 0 | 0
2000005473 | BEARING AND COVER 361,1 | KTI1 | L200 | EA | 0 | 0 | 0 | 0
2000005474 | BEARING AND COVER 361,2 | KTI1 | L200 | EA | 0 | 0 | 0 | 0
2000005475 | Bearing 16024 PS | KTI1 | L200 | EA | 0 | 0 | 0 | 0
2000005476 | Bearing 203 | KTI1 | L200 | EA | 0 | 0 | 0 | 0
2000005477 | Bearing 425 020 / 30 | KTI1 | L200 | EA | 0 | 0 | 0 | 0
2000005478 | Bearing 6205 ZZ | KTI1 | L200 | EA | 0 | 0 | 0 | 0
2000005479 | Bearing 6305 ZZ | KTI1 | L200 | EA | 0 | 0 | 0 | 0
2000005480 | Bearing 6306 ZZ | KTI1 | L200 | EA | 0 | 0 | 0 | 0
2000005481 | BEARING AND COVER 361,1 | KTI1 | L200 | EA | 0 | 0 | 0 | 0
2000005482 | BEARING AND COVER 361,2 | KTI1 | L200 | EA | 0 | 0 | 0 | 0
2000005483 | BEARING BRACKET 330 | KTI1 | L200 | EA | 0 | 0 | 0 | 0
2000005484 | BEARING CASING 350,1 | KTI1 | L200 | EA | 0 | 0 | 0 | 0
2000005485 | BEARING HOUSING 350,1 | KTI1 | L200 | EA | 0 | 0 | 0 | 0
2000005486 | BEARING HOUSING 350,2 | KTI1 | L200 | EA | 0 | 0 | 0 | 0
2000005487 | Bimetal Relay 3UA 12 08 - OAE | KTI1 | L200 | EA | 0 | 0 | 0 | 0
2000005488 | Bimetal Relay 3UA 4000 - O AF | KTI1 | L200 | EA | 0 | 0 | 0 | 0
2000005489 | Bimetal Relay 3UA 41 01 - OE | KTI1 | L200 | EA | 0 | 0 | 0 | 0
2000005490 | Bimetal Relay 3UA 41 01 - OG | KTI1 | L200 | EA | 0 | 0 | 0 | 0
2000005491 | Bimetal Relay 3UA 41 01 - OK | KTI1 | L200 | EA | 0 | 0 | 0 | 0
2000005492 | Bimetal Relay 3UA 41 01 - OM | KTI1 | L200 | EA | 0 | 0 | 0 | 0
2000005493 | Bimetal Relay 3UA 41 01 - OQ | KTI1 | L200 | EA | 0 | 0 | 0 | 0
2000005494 | Bimetal Relay 3UA 41 01 - OR | KTI1 | L200 | EA | 0 | 0 | 0 | 0
2000005495 | Bimetal Relay 3UA 41 01 - OT | KTI1 | L200 | EA | 0 | 0 | 0 | 0
2000005496 | Bimetal Relay 3UA 42 00 - 2 - AL | KTI1 | L200 | EA | 0 | 0 | 0 | 0
2000005497 | Bimetal Relay 3UA 42 00 - 2 - AM | KTI1 | L200 | EA | 0 | 0 | 0 | 0
2000005498 | Bimetal Relay 3UA 4300 - 5A | KTI1 | L200 | EA | 0 | 0 | 0 | 0
2000005499 | Bimetal Relay 3UA 4500 - 8 AG | KTI1 | L200 | EA | 0 | 0 | 0 | 0
2000005500 | Bimetal Relay 3UA 4500 - 8 AJ | KTI1 | L200 | EA | 0 | 0 | 0 | 0
2000005501 | Bimetal Relay 3UA 49 01 - OAQ | KTI1 | L200 | EA | 0 | 0 | 0 | 0
2000005502 | Bimetal Relay 3UA 52 | KTI1 | L200 | EA | 0 | 0 | 0 | 0
2000005503 | Bimetal Relay Patam 1L 315 | KTI1 | L200 | EA | 0 | 0 | 0 | 0
2000005504 | Bimetal Relay Patam 3D 30 | KTI1 | L200 | EA | 0 | 0 | 0 | 0
2000005505 | Blinkey Relay 320 25 BV | KTI1 | L200 | EA | 0 | 0 | 0 | 0
2000005506 | Body with Switch | KTI1 | L200 | EA | 0 | 0 | 0 | 0
2000005507 | Brake Disk Conic 160 | KTI1 | L200 | EA | 0 | 0 | 0 | 0
2000005508 | Brake Spring 42/30. 25/92 | KTI1 | L200 | EA | 0 | 0 | 0 | 0
2000005509 | Brake Top 213 | KTI1 | L200 | EA | 0 | 0 | 0 | 0
2000005510 | Brake Winding No Ref : 12 | KTI1 | L200 | EA | 0 | 0 | 0 | 0
2000005511 | Brush Holder For Motor IRS 5 | KTI1 | L200 | EA | 0 | 0 | 0 | 0
2000005512 | Buffers | KTI1 | L200 | EA | 0 | 0 | 0 | 0
2000005513 | c. Unwound Starter core No Ref : 1 | KTI1 | L200 | EA | 0 | 0 | 0 | 0
2000005514 | Cable Trolley | KTI1 | L200 | EA | 0 | 0 | 0 | 0
2000005515 | Cam Switch | KTI1 | L200 | EA | 0 | 0 | 0 | 0
2000005516 | Cap For Ball Bearing Lower No Ref : 8 | KTI1 | L200 | EA | 0 | 0 | 0 | 0
2000005517 | CAP NUT 905,2 | KTI1 | L200 | EA | 0 | 0 | 0 | 0
2000005518 | CAP NUT 905,5 | KTI1 | L200 | EA | 0 | 0 | 0 | 0
2000005519 | Cap Screw for Bolted Coupling No Ref:11A | KTI1 | L200 | EA | 0 | 0 | 0 | 0
2000005520 | Cap Screw Plate End Pin Carrier No: 20 | KTI1 | L200 | EA | 0 | 0 | 0 | 0
2000005521 | Cap Screw Rachet Plate No: 14 | KTI1 | L200 | EA | 0 | 0 | 0 | 0
2000005522 | Capasitor | KTI1 | L200 | EA | 0 | 0 | 0 | 0
2000005523 | Capasitor | KTI1 | L200 | EA | 0 | 0 | 0 | 0
2000005524 | Carbon Brush | KTI1 | L200 | EA | 0 | 0 | 0 | 0
2000005525 | Carbon Brush guide | KTI1 | L200 | EA | 0 | 0 | 0 | 0
2000005526 | CASING COVER 161 | KTI1 | L200 | EA | 0 | 0 | 0 | 0
2000005527 | Charging Device PUL 24 P 6S 120.007.02 | KTI1 | L200 | EA | 0 | 0 | 0 | 0
2000005528 | CHEESE HEAD SCREW 914 | KTI1 | L200 | EA | 0 | 0 | 0 | 0
2000005529 | Circlip For Bearing Drive End Art No : 6 | KTI1 | L200 | EA | 0 | 0 | 0 | 0
2000005530 | Circlip For Bearing Non Drive No : 15 | KTI1 | L200 | EA | 0 | 0 | 0 | 0
2000005531 | Circlip For Bearing Ref No : 14 | KTI1 | L200 | EA | 0 | 0 | 0 | 0
2000005532 | Circlip for fan Art No : 33 | KTI1 | L200 | EA | 0 | 0 | 0 | 0
2000005533 | Circlip For Fan Ref No : 29 | KTI1 | L200 | EA | 0 | 0 | 0 | 0
2000005534 | Circuit Breaker 3W 5811 - 2 AB | KTI1 | L200 | EA | 0 | 0 | 0 | 0
2000005535 | Circuit Breaker 3WE 6211 - 2KN 15 | KTI1 | L200 | EA | 0 | 0 | 0 | 0
2000005536 | Circuit Breaker MCBS 64 | KTI1 | L200 | EA | 0 | 0 | 0 | 0
2000005537 | Circuit Breaker PKZM 3 - 23 | KTI1 | L200 | EA | 0 | 0 | 0 | 0
2000005538 | Clamping Strap Ref No : 2 | KTI1 | L200 | EA | 0 | 0 | 0 | 0
2000005539 | COCK 743 | KTI1 | L200 | EA | 0 | 0 | 0 | 0
2000005540 | Complete Stator and Frame Incl No Ref: 1 | KTI1 | L200 | EA | 0 | 0 | 0 | 0
2000005541 | Connecting Sleeves | KTI1 | L200 | EA | 0 | 0 | 0 | 0
2000005542 | Connection Box | KTI1 | L200 | EA | 0 | 0 | 0 | 0
2000005543 | Contactor 3TA 21.12 - 71 | KTI1 | L200 | EA | 0 | 0 | 0 | 0
2000005544 | Contactor 3TA 22.10 - OAMO | KTI1 | L200 | EA | 0 | 0 | 0 | 0
2000005545 | Contactor 3TA 23.15 - OAMO | KTI1 | L200 | EA | 0 | 0 | 0 | 0
2000005546 | Contactor 3TA 2616 - ODF | KTI1 | L200 | EA | 0 | 0 | 0 | 0
2000005547 | Contactor 3TA 3015 - O DF | KTI1 | L200 | EA | 0 | 0 | 0 | 0
2000005548 | Contactor 3TA 60.02 - OAMO | KTI1 | L200 | EA | 0 | 0 | 0 | 0
2000005549 | Contactor 3TA 63.05 - OAMO | KTI1 | L200 | EA | 0 | 0 | 0 | 0
2000005550 | Contactor 3TA 63.10 - 7Q | KTI1 | L200 | EA | 0 | 0 | 0 | 0
2000005551 | Contactor 3TA 68.01 - 7Q | KTI1 | L200 | EA | 0 | 0 | 0 | 0
2000005552 | Contactor 3TA 68.02 - 46 | KTI1 | L200 | EA | 0 | 0 | 0 | 0
2000005553 | Contactor 3TB 3215 - 5 CF4 | KTI1 | L200 | EA | 0 | 0 | 0 | 0
2000005554 | Contactor 3TB 42 - 17 OA MO | KTI1 | L200 | EA | 0 | 0 | 0 | 0
2000005555 | Contactor 3TB 4217 OAMO | KTI1 | L200 | EA | 0 | 0 | 0 | 0
2000005556 | Contactor 3TH 82 | KTI1 | L200 | EA | 0 | 0 | 0 | 0
2000005557 | Contactor DIL OOL 40 | KTI1 | L200 | EA | 0 | 0 | 0 | 0
2000005558 | Contactor DIL OOL 44 | KTI1 | L200 | EA | 0 | 0 | 0 | 0
2000005559 | Contactor DIL OOL 53 | KTI1 | L200 | EA | 0 | 0 | 0 | 0
2000005560 | Contactor DILL 04 - 40 | KTI1 | L200 | EA | 0 | 0 | 0 | 0
2000005561 | Contactor DILL 1 - 22 | KTI1 | L200 | EA | 0 | 0 | 0 | 0
2000005562 | Contactor DILL 3 - 22 | KTI1 | L200 | EA | 0 | 0 | 0 | 0
2000005563 | Contactor DILL 8a - 22 | KTI1 | L200 | EA | 0 | 0 | 0 | 0
2000005564 | Contactor DILL OL 44 | KTI1 | L200 | EA | 0 | 0 | 0 | 0
2000005565 | Contactor DILL OL 52 | KTI1 | L200 | EA | 0 | 0 | 0 | 0
2000005566 | Contactor DILL OL 62 | KTI1 | L200 | EA | 0 | 0 | 0 | 0
2000005567 | Contactor DSSRY / 22 / 16 . 105A . 220 F | KTI1 | L200 | EA | 0 | 0 | 0 | 0
2000005568 | Contactor LC1D12 , 220 V coil ,Schneider | KTI1 | L1H4 | EA | 0 | 0 | 0 | 0
2000005568 | Contactor LC1D12 , 220 V coil ,Schneider | KTI1 | L200 | EA | 0 | 0 | 0 | 0
2000005569 | Contactor MC 104 N 40 | KTI1 | L200 | EA | 0 | 0 | 0 | 0
2000005570 | Contactor OKY 2W 22/220V | KTI1 | L200 | EA | 0 | 0 | 0 | 0
2000005571 | Contactor OKYM 6 G 21 / 110V | KTI1 | L200 | EA | 0 | 0 | 0 | 0
2000005572 | Continous Flow Heater | KTI1 | L200 | EA | 0 | 0 | 0 | 0
2000005573 | Control Cable | KTI1 | L200 | EA | 0 | 0 | 0 | 0
2000005574 | Control Contactor 1S 10- 220W. Eltako | KTI1 | L200 | EA | 0 | 0 | 0 | 0
2000005575 | Control Magnet Switch No Ref : 10 | KTI1 | L200 | EA | 0 | 0 | 0 | 0
2000005576 | Control Relay Generator ES 76 bs | KTI1 | L200 | EA | 0 | 0 | 0 | 0
2000005577 | Control Relay Generator ES 76 bs, Volt 2 | KTI1 | L200 | EA | 0 | 0 | 0 | 0
2000005578 | Control Relay No Ref : 14 | KTI1 | L200 | EA | 0 | 0 | 0 | 0
2000005579 | Control Relay No Ref : 17 | KTI1 | L200 | EA | 0 | 0 | 0 | 0
2000005580 | Control Relay No Ref : 6 | KTI1 | L200 | EA | 0 | 0 | 0 | 0
2000005581 | Control Transformer 4 AM 5160 - 1 AA | KTI1 | L200 | EA | 0 | 0 | 0 | 0
2000005582 | Cooling water Besta 100 004, MTU item 63 | KTI1 | L200 | EA | 0 | 0 | 0 | 0
2000005583 | Coupling ( Tefc only ) 10 | KTI1 | L200 | EA | 0 | 0 | 0 | 0
2000005584 | Coupling or Top Half Self Release No:11 | KTI1 | L200 | EA | 0 | 0 | 0 | 0
2000005585 | Coupling, Drive or Lower Half No Ref: 9 | KTI1 | L200 | EA | 0 | 0 | 0 | 0
2000005586 | Creep Hoist Camp 435 | KTI1 | L200 | EA | 0 | 0 | 0 | 0
2000005587 | Creep Hoist Chain Wheel 123 / 3 | KTI1 | L200 | EA | 0 | 0 | 0 | 0
2000005588 | Creep Hoist Gearing 292 | KTI1 | L200 | EA | 0 | 0 | 0 | 0
2000005589 | Creep Hoist Motor Crane 02. / 71 | KTI1 | L200 | EA | 0 | 0 | 0 | 0
2000005590 | CT AET 0.5 K1 250/5A MO 3363-B 36-W 104 | KTI1 | L200 | EA | 0 | 0 | 0 | 0
2000005591 | CT AET 0.5 K1 600/5A MO 3363-B 62-K 1140 | KTI1 | L200 | EA | 0 | 0 | 0 | 0
2000005592 | CT AET 0.5-K1 400/5A MO 3363-B 408-W 104 | KTI1 | L200 | EA | 0 | 0 | 0 | 0
2000005593 | CT SEG / 380 A 1000/5A | KTI1 | L200 | EA | 0 | 0 | 0 | 0
2000005594 | Current Transformer 3109294 | KTI1 | L200 | EA | 0 | 0 | 0 | 0
2000005595 | Current Transformer AET 0.5 - K1 100/5A | KTI1 | L200 | EA | 0 | 0 | 0 | 0
2000005596 | Current Transformer ICY - 3 | KTI1 | L200 | EA | 0 | 0 | 0 | 0
2000005597 | Current Transformer KS 0812 1500/ 5A | KTI1 | L200 | EA | 0 | 0 | 0 | 0
2000005598 | Current Transformer KSO 812 2500/ 5A | KTI1 | L200 | EA | 0 | 0 | 0 | 0
2000005599 | Current Transformer VDE 0660 | KTI1 | L200 | EA | 0 | 0 | 0 | 0
2000005600 | Cut Out Lever | KTI1 | L200 | EA | 0 | 0 | 0 | 0
2000005601 | Cut Out Lever 3WX 2506 | KTI1 | L200 | EA | 0 | 0 | 0 | 0
2000005602 | Cylindrical Ball Bearing No: 12(7219 B) | KTI1 | L200 | EA | 0 | 0 | 0 | 0
2000005603 | CYLINDRICAL PIN 433.8B | KTI1 | L200 | EA | 0 | 0 | 0 | 0
2000005604 | CYLINDRICAL ROLLER BALL BEARING 322 | KTI1 | L200 | EA | 0 | 0 | 0 | 0
2000005605 | CYLINDRICAL ROLLER BEARING 322 | KTI1 | L200 | EA | 0 | 0 | 0 | 0
2000005606 | d. Stator Frame No Ref : 1 | KTI1 | L200 | EA | 0 | 0 | 0 | 0
2000005607 | DC Control Conversi Module 3TY 6320 - OF | KTI1 | L200 | EA | 0 | 0 | 0 | 0
2000005608 | DC FUSE | KTI1 | L200 | EA | 0 | 0 | 0 | 0
2000005609 | DC Motor Starter ET 18/116 | KTI1 | L200 | EA | 0 | 0 | 0 | 0
2000005610 | DEEP GROOVE BALL BEARING 321 | KTI1 | L200 | EA | 0 | 0 | 0 | 0
2000005611 | DIAFHARGM VALVE NW 50 | KTI1 | L200 | EA | 0 | 0 | 0 | 0
2000005612 | Diazed Fuse 5 SB 121 | KTI1 | L200 | EA | 0 | 0 | 0 | 0
2000005613 | Diazed Fuse 5 SB 331 | KTI1 | L200 | EA | 0 | 0 | 0 | 0
2000005614 | Diode 3 x SKR 45/12 | KTI1 | L200 | EA | 0 | 0 | 0 | 0
2000005615 | Diode 3X SKN 45 / 12f | KTI1 | L200 | EA | 0 | 0 | 0 | 0
2000005616 | Diode Gate HDK 01a / 01 | KTI1 | L200 | EA | 0 | 0 | 0 | 0
2000005617 | Disturbance Unit O SM 1 | KTI1 | L200 | EA | 0 | 0 | 0 | 0
2000005618 | Disturbance Unit SM 21 | KTI1 | L200 | EA | 0 | 0 | 0 | 0
2000005619 | Draw In Coil | KTI1 | L200 | EA | 0 | 0 | 0 | 0
2000005620 | Draw In Coil No Ref : 5 | KTI1 | L200 | EA | 0 | 0 | 0 | 0
2000005621 | Drive Non Drive End Ref No : 12 | KTI1 | L200 | EA | 0 | 0 | 0 | 0
2000005622 | Drive Pins For self Release No Ref : 9 A | KTI1 | L200 | EA | 0 | 0 | 0 | 0
2000005623 | Driver-driver End Ref No : 3 | KTI1 | L200 | EA | 0 | 0 | 0 | 0
2000005624 | Elco 47 ÂµF ( Micro Farad ) | KTI1 | L200 | EA | 0 | 0 | 0 | 0
2000005625 | Electric Pump | KTI1 | L200 | EA | 0 | 0 | 0 | 0
2000005626 | ELECTRICAL PANEL | KTI1 | L200 | EA | 0 | 0 | 0 | 0
2000005627 | Electromotor Pompa BBM e LA 71a-z | KTI1 | L200 | EA | 0 | 0 | 0 | 0
2000005628 | Electromotor Radiator C 180 L . 380V | KTI1 | L200 | EA | 0 | 0 | 0 | 0
2000005629 | Electronic Limit Switch Vegator 420 | KTI1 | L200 | EA | 0 | 0 | 0 | 0
2000005630 | Electronic Module Start HSO 01d / 02 | KTI1 | L200 | EA | 0 | 0 | 0 | 0
2000005631 | Electronic Module Stop HOS 01d / 02 | KTI1 | L200 | EA | 0 | 0 | 0 | 0
2000005632 | Emergency Push Botton 5 SR 4400 - 3 EC | KTI1 | L200 | EA | 0 | 0 | 0 | 0
2000005633 | Emergency stop XAL - B 112 | KTI1 | L200 | EA | 0 | 0 | 0 | 0
2000005634 | End Shield Drive End Ref No : 18 | KTI1 | L200 | EA | 0 | 0 | 0 | 0
2000005635 | End Shield Drive End Ref No : 19 | KTI1 | L200 | EA | 0 | 0 | 0 | 0
2000005636 | End Shield Upper No Ref : 3 | KTI1 | L200 | EA | 0 | 0 | 0 | 0
2000005637 | End Shield, Lower, oil Lub No Ref : 4 | KTI1 | L200 | EA | 0 | 0 | 0 | 0
2000005638 | End sield drive end Art No : 26 | KTI1 | L200 | EA | 0 | 0 | 0 | 0
2000005639 | End sield non drive end Art No : 31 | KTI1 | L200 | EA | 0 | 0 | 0 | 0
2000005640 | Engagement Magnet Switch No Ref : 9 | KTI1 | L200 | EA | 0 | 0 | 0 | 0
2000005641 | Exiting Winding No Ref : 8 | KTI1 | L200 | EA | 0 | 0 | 0 | 0
2000005642 | Eye bolt Art No : 30 | KTI1 | L200 | EA | 0 | 0 | 0 | 0
2000005643 | Eye bolt Ref No : 24 | KTI1 | L200 | EA | 0 | 0 | 0 | 0
2000005644 | Fan Art No : 32 | KTI1 | L200 | EA | 0 | 0 | 0 | 0
2000005645 | Fan Cowl Art No : 34 | KTI1 | L200 | EA | 0 | 0 | 0 | 0
2000005646 | Fan Cowl Ref No : 30 | KTI1 | L200 | EA | 0 | 0 | 0 | 0
2000005647 | Fan Cowl W / protective cover Art No: 35 | KTI1 | L200 | EA | 0 | 0 | 0 | 0
2000005648 | Fan Lockwasher No Ref : 21 | KTI1 | L200 | EA | 0 | 0 | 0 | 0
2000005649 | Fan No Ref : 22 | KTI1 | L200 | EA | 0 | 0 | 0 | 0
2000005650 | Fan Ref No : 28 | KTI1 | L200 | EA | 0 | 0 | 0 | 0
2000005651 | Fitting Bush Art No : 21 | KTI1 | L200 | EA | 0 | 0 | 0 | 0
2000005652 | Fixing Plug Ref No : 26 | KTI1 | L200 | EA | 0 | 0 | 0 | 0
2000005653 | Flange | KTI1 | L200 | EA | 0 | 0 | 0 | 0
2000005654 | Flange and sield Art No : 22 | KTI1 | L200 | EA | 0 | 0 | 0 | 0
2000005655 | Flange and sield Ref No : 21 | KTI1 | L200 | EA | 0 | 0 | 0 | 0
2000005656 | FLAT LUBRICANT NIPPLE 636 | KTI1 | L200 | EA | 0 | 0 | 0 | 0
2000005657 | FLAT LUBRICATION NIPPLE 636 | KTI1 | L200 | EA | 0 | 0 | 0 | 0
2000005658 | Float | KTI1 | L200 | EA | 0 | 0 | 0 | 0
2000005659 | Floating Switch ESV 1 x 2 | KTI1 | L200 | EA | 0 | 0 | 0 | 0
2000005660 | FLOW CONTROL | KTI1 | L200 | EA | 0 | 0 | 0 | 0
2000005661 | Frequency Meter DMF 9/50 B | KTI1 | L200 | EA | 0 | 0 | 0 | 0
2000005662 | Fuse 100 A 3NA 1021 | KTI1 | L200 | EA | 0 | 0 | 0 | 0
2000005663 | Fuse 25/4 A ERZ / 25 / 5 SB 111 | KTI1 | L200 | EA | 0 | 0 | 0 | 0
2000005664 | Fuse 25/4 A ERZ / 25 / 5 SB 121 | KTI1 | L200 | EA | 0 | 0 | 0 | 0
2000005665 | Fuse 3 NA 1436 | KTI1 | L200 | EA | 0 | 0 | 0 | 0
2000005666 | Fuse 3NA 1322 / 125 A | KTI1 | L200 | EA | 0 | 0 | 0 | 0
2000005667 | Fuse 3NA 1327 / 250 A | KTI1 | L200 | EA | 0 | 0 | 0 | 0
2000005668 | Fuse 3NA 1433 / 425 A | KTI1 | L200 | EA | 0 | 0 | 0 | 0
2000005669 | Fuse 3NH 7420 | KTI1 | L200 | EA | 0 | 0 | 0 | 0
2000005670 | Fuse 3NH 8020 | KTI1 | L200 | EA | 0 | 0 | 0 | 0
2000005671 | Fuse 3NP 5430-COA OOZ / 630A / 3S | KTI1 | L200 | EA | 0 | 0 | 0 | 0
2000005672 | Fuse 63/16 A EZR 63 / 5 SB 261 | KTI1 | L200 | EA | 0 | 0 | 0 | 0
2000005673 | Fuse 63/20 A EZR 63 / 5 SB 271 | KTI1 | L200 | EA | 0 | 0 | 0 | 0
2000005674 | Fuse 63/25 A EZR 63 / 5 SB 281 | KTI1 | L200 | EA | 0 | 0 | 0 | 0
2000005675 | Fuse 63/36 A EZR 63 / 5 SB 411 | KTI1 | L200 | EA | 0 | 0 | 0 | 0
2000005676 | Fuse ERZ/5 SB 261 | KTI1 | L200 | EA | 0 | 0 | 0 | 0
2000005677 | Fuse EZR 25/5 SB 111 | KTI1 | L200 | EA | 0 | 0 | 0 | 0
2000005678 | Fuse gr 500 A | KTI1 | L200 | EA | 0 | 0 | 0 | 0
2000005679 | Fuse Load Break 3 NP 54 630 A | KTI1 | L200 | EA | 0 | 0 | 0 | 0
2000005680 | Fuse Load Break 3NP 5030 - O COA | KTI1 | L200 | EA | 0 | 0 | 0 | 0
2000005681 | Fuse Load Break LHBN 125 | KTI1 | L200 | EA | 0 | 0 | 0 | 0
2000005682 | Fuse Load Break LHBN 630 | KTI1 | L200 | EA | 0 | 0 | 0 | 0
2000005683 | Fuse Load Break LTLOOHF | KTI1 | L200 | EA | 0 | 0 | 0 | 0
2000005684 | Fuse NH OO GTF | KTI1 | L200 | EA | 0 | 0 | 0 | 0
2000005685 | Fuse Strip EIN 100 N | KTI1 | L200 | EA | 0 | 0 | 0 | 0
2000005686 | Fuse Strip EIS 16 N | KTI1 | L200 | EA | 0 | 0 | 0 | 0
2000005687 | Fuse Strip EIS 25 N | KTI1 | L200 | EA | 0 | 0 | 0 | 0
2000005688 | Fuse Strip EIS 6 N | KTI1 | L200 | EA | 0 | 0 | 0 | 0
2000005689 | Fuse Switch 3 pole C 100 | KTI1 | L200 | EA | 0 | 0 | 0 | 0
2000005690 | Fuse Switch 5 SM 5406 | KTI1 | L200 | EA | 0 | 0 | 0 | 0
2000005691 | Fuse Switch 5 SM 6054 | KTI1 | L200 | EA | 0 | 0 | 0 | 0
2000005692 | Fuse Switch 5 SP 3122 | KTI1 | L200 | EA | 0 | 0 | 0 | 0
2000005693 | Gasket for Rachet Plate No Ref : 15 | KTI1 | L200 | EA | 0 | 0 | 0 | 0
2000005694 | GASKET FOR ROTATING SEAL RING 433,6 | KTI1 | L200 | EA | 0 | 0 | 0 | 0
2000005695 | GASKET FOR STATIONARY SEAL RING 433,2 | KTI1 | L200 | EA | 0 | 0 | 0 | 0
2000005696 | GATE VALVE NW 150 | KTI1 | L200 | EA | 0 | 0 | 0 | 0
2000005697 | GLAND 452 | KTI1 | L200 | EA | 0 | 0 | 0 | 0
2000005698 | GLANG PACKING 461 | KTI1 | L200 | EA | 0 | 0 | 0 | 0
2000005699 | Grease Slinger Non Drive End Art No : 14 | KTI1 | L200 | EA | 0 | 0 | 0 | 0
2000005700 | Grease Slinger Non Drive End Ref No : 13 | KTI1 | L200 | EA | 0 | 0 | 0 | 0
2000005701 | Grease Slinger Ref No : 4 | KTI1 | L200 | EA | 0 | 0 | 0 | 0
2000005702 | Grease supply non drive end Art No : 17 | KTI1 | L200 | EA | 0 | 0 | 0 | 0
2000005703 | Grease supply tube drive end Art No : 1 | KTI1 | L200 | EA | 0 | 0 | 0 | 0
2000005704 | Grease supply tube drive end Ref No : 16 | KTI1 | L200 | EA | 0 | 0 | 0 | 0
2000005705 | Grease Supply Tube Ref No : 11 | KTI1 | L200 | EA | 0 | 0 | 0 | 0
2000005706 | Groove Ball Bearing Art No : 9 (NU 219) | KTI1 | L200 | EA | 0 | 0 | 0 | 0
2000005707 | Groove Bearing 622 G | KTI1 | L200 | EA | 0 | 0 | 0 | 0
2000005708 | GROOVED BALL BEARING 321 | KTI1 | L200 | EA | 0 | 0 | 0 | 0
2000005709 | Grooved Ball Bearing Ref No:10(NU 217 E) | KTI1 | L200 | EA | 0 | 0 | 0 | 0
2000005710 | GRUB SCREW 904,1 | KTI1 | L200 | EA | 0 | 0 | 0 | 0
2000005711 | GRUB SCREW 904,2 | KTI1 | L200 | EA | 0 | 0 | 0 | 0
2000005712 | GRUB SCREW 904,3 | KTI1 | L200 | EA | 0 | 0 | 0 | 0
2000005713 | GRUB SCREW 904,4 | KTI1 | L200 | EA | 0 | 0 | 0 | 0
2000005714 | Heater 029 - 6864 / 029 - 54370 | KTI1 | L200 | EA | 0 | 0 | 0 | 0
2000005715 | HEXAGON HEAD BOLT 901,1 | KTI1 | L200 | EA | 0 | 0 | 0 | 0
2000005716 | HEXAGON HEAD BOLT 901,2 | KTI1 | L200 | EA | 0 | 0 | 0 | 0
2000005717 | HEXAGON HEAD BOLT 901,3 | KTI1 | L200 | EA | 0 | 0 | 0 | 0
2000005718 | HEXAGON HEAD BOLT 901,4 | KTI1 | L200 | EA | 0 | 0 | 0 | 0
2000005719 | HEXAGON HEAD BOLT 901,5 | KTI1 | L200 | EA | 0 | 0 | 0 | 0
2000005720 | Hexagon Head Threaded Sleeve Art No : 2 | KTI1 | L200 | EA | 0 | 0 | 0 | 0
2000005721 | HEXAGON NUT 920,1 | KTI1 | L200 | EA | 0 | 0 | 0 | 0
2000005722 | HEXAGON NUT 920,2 | KTI1 | L200 | EA | 0 | 0 | 0 | 0
2000005723 | HEXAGON NUT 920,3 | KTI1 | L200 | EA | 0 | 0 | 0 | 0
2000005724 | HEXAGONAL NUT 901,1 | KTI1 | L200 | EA | 0 | 0 | 0 | 0
2000005725 | HEXAGONAL NUT 901,2 | KTI1 | L200 | EA | 0 | 0 | 0 | 0
2000005726 | HEXAGONAL NUT 905,1 | KTI1 | L200 | EA | 0 | 0 | 0 | 0
2000005727 | HEXAGONAL NUT 905,3 | KTI1 | L200 | EA | 0 | 0 | 0 | 0
2000005728 | HEXAGONAL NUT 905,4 | KTI1 | L200 | EA | 0 | 0 | 0 | 0
2000005729 | HEXAGONAL NUT 905,6 | KTI1 | L200 | EA | 0 | 0 | 0 | 0
2000005730 | HEXAGONAL NUT 905,7 | KTI1 | L200 | EA | 0 | 0 | 0 | 0
2000005731 | Holding Winding No Ref : 7 | KTI1 | L200 | EA | 0 | 0 | 0 | 0
2000005732 | Hour Counter 7 KT 5255 - 2 | KTI1 | L200 | EA | 0 | 0 | 0 | 0
2000005733 | Hour Counter WF 140 | KTI1 | L200 | EA | 0 | 0 | 0 | 0
2000005734 | HRC Fuse 200A - 3 A 1225 | KTI1 | L200 | EA | 0 | 0 | 0 | 0
2000005735 | Ignition Key EAZ 03 | KTI1 | L200 | EA | 0 | 0 | 0 | 0
2000005736 | Ignition Switch E AA 2 | KTI1 | L200 | EA | 0 | 0 | 0 | 0
2000005737 | Ignition Switch No Ref : 19 | KTI1 | L200 | EA | 0 | 0 | 0 | 0
2000005738 | Ignition Switch No Ref : 4 | KTI1 | L200 | EA | 0 | 0 | 0 | 0
2000005739 | IMPELLER NUT 922 | KTI1 | L200 | EA | 0 | 0 | 0 | 0
2000005740 | IMPELLER WEAR RING 503 | KTI1 | L200 | EA | 0 | 0 | 0 | 0
2000005741 | Impulse Disturbance Unit Omron | KTI1 | L200 | EA | 0 | 0 | 0 | 0
2000005742 | Indicator 3 SL 10 | KTI1 | L200 | EA | 0 | 0 | 0 | 0
2000005743 | Inner Bearing Cap Ref No : 9 | KTI1 | L200 | EA | 0 | 0 | 0 | 0
2000005744 | Inner Bearing Cap w Felt Seal Ref No:8 | KTI1 | L200 | EA | 0 | 0 | 0 | 0
2000005745 | Inner Bearing Cup/F.S ND No : 11 | KTI1 | L200 | EA | 0 | 0 | 0 | 0
2000005746 | Inner Bearing Cup/W Felt Seal Art No: 10 | KTI1 | L200 | EA | 0 | 0 | 0 | 0
2000005747 | Interlock Relay No Ref : 3 | KTI1 | L200 | EA | 0 | 0 | 0 | 0
2000005748 | JOINT RING 411,3 | KTI1 | L200 | EA | 0 | 0 | 0 | 0
2000005749 | JOINT RING 411,4 | KTI1 | L200 | EA | 0 | 0 | 0 | 0
2000005750 | Kabel NYY 4x4mm2 , 500 V ,Supreme | KTI1 | L200 | EA | 0 | 0 | 0 | 0
2000005751 | Kabel NYM 4x2,5mm2 , 500 V ,Supreme | KTI1 | L200 | EA | 0 | 0 | 0 | 0
2000005752 | Kabel NYM 4x4mm2 , 500 V ,Supreme | KTI1 | L200 | EA | 0 | 0 | 0 | 0
2000005753 | Kabel YSLCY-JZ 4G 4mm2 | KTI1 | L200 | EA | 0 | 0 | 0 | 0
2000005754 | KEY / PASAK 940,2 | KTI1 | L200 | EA | 0 | 0 | 0 | 0
2000005755 | KEY / PASAK 940,3 | KTI1 | L200 | EA | 0 | 0 | 0 | 0
2000005756 | Key Switch 3 SA 1010 | KTI1 | L200 | EA | 0 | 0 | 0 | 0
2000005757 | Key Switch 3 SA 1163 | KTI1 | L200 | EA | 0 | 0 | 0 | 0
2000005758 | Lampu Control T 46 - 12 Volt - 40 mA | KTI1 | L200 | EA | 0 | 0 | 0 | 0
2000005759 | Lampu penerangan 5 LJ 595465 | KTI1 | L200 | EA | 0 | 0 | 0 | 0
2000005760 | Lampu penerangan 5 LS 121 - 2E | KTI1 | L200 | EA | 0 | 0 | 0 | 0
2000005761 | Lampu penerangan Emergency 110 V DC | KTI1 | L200 | EA | 0 | 0 | 0 | 0
2000005762 | Lampu XB5-AVM3 ,220 VAC,hijau ,Schneider | KTI1 | L200 | EA | 0 | 0 | 0 | 0
2000005763 | Lampu XB5-AVM4 ,220 VAC,merah ,Schneider | KTI1 | L200 | EA | 0 | 0 | 0 | 0
2000005764 | Lampu XB5-AVM5,220 VAC,kuning ,Schneider | KTI1 | L200 | EA | 0 | 0 | 0 | 0
2000005765 | Level Indicator Vegamet 405 ( 407 A ) | KTI1 | L200 | EA | 0 | 0 | 0 | 0
2000005766 | Level Monitoring Unit BR NW | KTI1 | L200 | EA | 0 | 0 | 0 | 0
2000005767 | Level Monitoring Unit TR NW 003 | KTI1 | L200 | EA | 0 | 0 | 0 | 0
2000005768 | Load Break Switch 3KE 2330 - ODA | KTI1 | L200 | EA | 0 | 0 | 0 | 0
2000005769 | Locking Angle | KTI1 | L200 | EA | 0 | 0 | 0 | 0
2000005770 | LOCKWASHER 931 | KTI1 | L200 | EA | 0 | 0 | 0 | 0
2000005771 | Lubricating Niple Art No : 3 | KTI1 | L200 | EA | 0 | 0 | 0 | 0
2000005772 | Lubricating Niple Ref No : 5 | KTI1 | L200 | EA | 0 | 0 | 0 | 0
2000005773 | Magnet Coil 3TY 6326 - 5CF4 | KTI1 | L200 | EA | 0 | 0 | 0 | 0
2000005774 | Magnet Winding No Ref : 11 | KTI1 | L200 | EA | 0 | 0 | 0 | 0
2000005775 | Main Contact 3TY 1 - 250 OA | KTI1 | L200 | EA | 0 | 0 | 0 | 0
2000005776 | Main Contact 3TY 6320 - OB | KTI1 | L200 | EA | 0 | 0 | 0 | 0
2000005777 | MAIN SWITCH | KTI1 | L200 | EA | 0 | 0 | 0 | 0
2000005778 | MCB 1 Fasa , 2 A, Merk : Schneider | KTI1 | L200 | EA | 0 | 0 | 0 | 0
2000005779 | MCB 1 Fasa , 4 A , Merk : Schneider | KTI1 | L200 | EA | 0 | 0 | 0 | 0
2000005780 | MCB 1 Fasa , 6 A , Merk : Schneider | KTI1 | L1G2 | EA | 0 | 0 | 0 | 0
2000005780 | MCB 1 Fasa , 6 A , Merk : Schneider | KTI1 | L1H1 | EA | 0 | 0 | 0 | 0
2000005780 | MCB 1 Fasa , 6 A , Merk : Schneider | KTI1 | L1H5 | EA | 0 | 0 | 0 | 0
2000005780 | MCB 1 Fasa , 6 A , Merk : Schneider | KTI1 | L200 | EA | 0 | 0 | 0 | 0
2000005781 | MCB 1 Fasa, 16 A , Merk : Schneider | KTI1 | L200 | EA | 0 | 0 | 0 | 0
2000005782 | MCB 1 Fasa, 20 A , Merk : Schneider | KTI1 | L200 | EA | 0 | 0 | 0 | 0
2000005783 | MCCB 3 Fasa , 16 A, Merk : Siemens | KTI1 | L200 | EA | 0 | 0 | 0 | 0
2000005784 | MCCB 3 Fasa , 25 A , Merk : Schneider | KTI1 | L200 | EA | 0 | 0 | 0 | 0
2000005785 | MCCB 3 Fasa , 63 A, Merk : Siemens | KTI1 | L200 | EA | 0 | 0 | 0 | 0
2000005786 | MCCB 3 Fasa, 10 A, Merk : Schneider | KTI1 | L200 | EA | 0 | 0 | 0 | 0
2000005787 | MCCB 3 Fasa, 15 A, Merk : Schneider | KTI1 | L200 | EA | 0 | 0 | 0 | 0
2000005788 | Metal Mounting Plate 9590 7085 | KTI1 | L200 | EA | 0 | 0 | 0 | 0
2000005789 | Module Acknowledgement HQ 1C / 02 | KTI1 | L200 | EA | 0 | 0 | 0 | 0
2000005790 | Module Emergency Current HBN 01C / 02 | KTI1 | L200 | EA | 0 | 0 | 0 | 0
2000005791 | Module Emergency Current HON 0C / 02 | KTI1 | L200 | EA | 0 | 0 | 0 | 0
2000005792 | Module Fault Indication HFFZ 1C / 06 | KTI1 | L200 | EA | 0 | 0 | 0 | 0
2000005793 | Module Fault Indicator SM 1 ( SIEL ) | KTI1 | L200 | EA | 0 | 0 | 0 | 0
2000005794 | Module Fault Indicator SM 2 ( SIEL ) | KTI1 | L200 | EA | 0 | 0 | 0 | 0
2000005795 | Module Generator Mains HGN 01C / 02 | KTI1 | L200 | EA | 0 | 0 | 0 | 0
2000005796 | Module Main Control Voltage HNO 0C / 01 | KTI1 | L200 | EA | 0 | 0 | 0 | 0
2000005797 | Module Quick Exitation HSE 01C / 02 | KTI1 | L200 | EA | 0 | 0 | 0 | 0
2000005798 | Motor Auto Programming PK 5 K 519 845/1 | KTI1 | L200 | EA | 0 | 0 | 0 | 0
2000005799 | Motor Auto Programming PK 5 K 519 845/2 | KTI1 | L200 | EA | 0 | 0 | 0 | 0
2000005800 | Motor Protection Breaker 3VA 1320 - 1C | KTI1 | L200 | EA | 0 | 0 | 0 | 0
2000005801 | Mounting foot Art No : 36 | KTI1 | L200 | EA | 0 | 0 | 0 | 0
2000005802 | NH Fused 80 A , 500 V | KTI1 | L200 | EA | 0 | 0 | 0 | 0
2000005803 | Non Return Valve | KTI1 | L200 | EA | 0 | 0 | 0 | 0
2000005804 | Non Reverse Coupling Assembly No Ref: 12 | KTI1 | L200 | EA | 0 | 0 | 0 | 0
2000005805 | Nut 1120 x 1.5 | KTI1 | L200 | EA | 0 | 0 | 0 | 0
2000005806 | Oil Buffle No Ref : 10 | KTI1 | L200 | EA | 0 | 0 | 0 | 0
2000005807 | Opposed Winding No Ref : 6 | KTI1 | L200 | EA | 0 | 0 | 0 | 0
2000005808 | Opposing Winding | KTI1 | L200 | EA | 0 | 0 | 0 | 0
2000005809 | Outer Bearing Cap | KTI1 | L200 | EA | 0 | 0 | 0 | 0
2000005810 | Outer Bearing Cap Drive End Ref No : 1 | KTI1 | L200 | EA | 0 | 0 | 0 | 0
2000005811 | Outer Bearing Cap NDE Ref No:15 | KTI1 | L200 | EA | 0 | 0 | 0 | 0
2000005812 | Outer Bearing Cup Drive End Art No : 5 | KTI1 | L200 | EA | 0 | 0 | 0 | 0
2000005813 | Outer Bearing Cup NDE No : 16 | KTI1 | L200 | EA | 0 | 0 | 0 | 0
2000005814 | PACKING RING 457 | KTI1 | L200 | EA | 0 | 0 | 0 | 0
2000005815 | Packing Ring 632 / 40 / 4 | KTI1 | L200 | EA | 0 | 0 | 0 | 0
2000005816 | Panel 1 pintu (acrylic),bertopi,IP 66 | KTI1 | L200 | EA | 0 | 0 | 0 | 0
2000005817 | Panel 1 pintu , IP.55 | KTI1 | L200 | EA | 0 | 0 | 0 | 0
2000005818 | Panel 1 Pintu , kunci, bertopi , IP 66 | KTI1 | L200 | EA | 0 | 0 | 0 | 0
2000005819 | Panel 2 pintu , IP.55 | KTI1 | L200 | EA | 0 | 0 | 0 | 0
2000005820 | Panel Sub Station DST | KTI1 | L200 | EA | 0 | 0 | 0 | 0
2000005821 | PENERANGAN | KTI1 | L200 | EA | 0 | 0 | 0 | 0
2000005822 | Pin Carrier No Ref : 16 | KTI1 | L200 | EA | 0 | 0 | 0 | 0
2000005823 | PIPA SALURAN DAN DISTRIBUSI | KTI1 | L200 | EA | 0 | 0 | 0 | 0
2000005824 | PIPE 710 | KTI1 | L200 | EA | 0 | 0 | 0 | 0
2000005825 | PIPE UNION 731 | KTI1 | L200 | EA | 0 | 0 | 0 | 0
2000005826 | PLC TM221ME16R, 24VDC , Merk : Schneider | KTI1 | L1H2 | EA | 0 | 0 | 0 | 0
2000005826 | PLC TM221ME16R, 24VDC , Merk : Schneider | KTI1 | L200 | EA | 0 | 0 | 0 | 0
2000005827 | Power Supply , TM3AQ4 ,Schneider | KTI1 | L200 | EA | 0 | 0 | 0 | 0
2000005828 | Power Transistor P2 | KTI1 | L200 | EA | 0 | 0 | 0 | 0
2000005829 | POWERSTAT | KTI1 | L200 | EA | 0 | 0 | 0 | 0
2000005830 | Pre Heating Unit MTU item 0002033496 | KTI1 | L200 | EA | 0 | 0 | 0 | 0
2000005831 | Printed Circuit T 01 | KTI1 | L200 | EA | 0 | 0 | 0 | 0
2000005832 | PSU Adaptor, 220 VAC to 24VDC , 3 A. | KTI1 | L200 | EA | 0 | 0 | 0 | 0
2000005833 | Push Bottom 3 SA 1020 - 3 SA 11 | KTI1 | L200 | EA | 0 | 0 | 0 | 0
2000005834 | Push Bottom BU . 1 | KTI1 | L200 | EA | 0 | 0 | 0 | 0
2000005835 | Push Bottom XAL - B 213 | KTI1 | L200 | EA | 0 | 0 | 0 | 0
2000005836 | Push Botton Station | KTI1 | L200 | EA | 0 | 0 | 0 | 0
2000005837 | PUSH BUTTON XB4 BA3311 NO, HIJAU ,SCHNEI | KTI1 | L200 | EA | 0 | 0 | 0 | 0
2000005838 | USH BUTTON XB4 BL4322 NC, MERAH ,SCHNEI | KTI1 | L200 | EA | 0 | 0 | 0 | 0
2000005839 | Quick Release 5 RS 52 | KTI1 | L200 | EA | 0 | 0 | 0 | 0
2000005840 | Rachet Pin No Ref : 17 | KTI1 | L200 | EA | 0 | 0 | 0 | 0
2000005841 | Rachet Plate or Oil Cover Plate No:13 | KTI1 | L200 | EA | 0 | 0 | 0 | 0
2000005842 | Radial Packing Ring 120 / 150 / 15 | KTI1 | L200 | EA | 0 | 0 | 0 | 0
2000005843 | Rectifier DUZ 380 / 16 B 60 / 48 - 15 | KTI1 | L200 | EA | 0 | 0 | 0 | 0
2000005844 | RECTIFIER (SILICONE BRIDGE ASSEMBLY) | KTI1 | L200 | EA | 0 | 0 | 0 | 0
2000005845 | RECTIFIER PANEL | KTI1 | L200 | EA | 0 | 0 | 0 | 0
2000005846 | Rectifier SKD 30 / 12 al | KTI1 | L200 | EA | 0 | 0 | 0 | 0
2000005847 | REGULATOR | KTI1 | L200 | EA | 0 | 0 | 0 | 0
2000005848 | Relay DSR 24 / 1 / 20 03322000 1D | KTI1 | L200 | EA | 0 | 0 | 0 | 0
2000005849 | Relay DSR 24 / 31 / 16 105A- 310 DF | KTI1 | L200 | EA | 0 | 0 | 0 | 0
2000005850 | Relay MK3P-1 , 220 VAC (include socket) | KTI1 | L200 | EA | 0 | 0 | 0 | 0
2000005851 | Repet Relay Block SN / SEW 2/1 | KTI1 | L200 | EA | 0 | 0 | 0 | 0
2000005852 | Reserve Key 3 SA 1054 | KTI1 | L200 | EA | 0 | 0 | 0 | 0
2000005853 | Resistat 1400 Î© ( Ohm ) | KTI1 | L200 | EA | 0 | 0 | 0 | 0
2000005854 | Retaining Plate for Rachet Pin No: 19 | KTI1 | L200 | EA | 0 | 0 | 0 | 0
2000005855 | ROEND NUT FOR HOOK SPANNER 920,4 | KTI1 | L200 | EA | 0 | 0 | 0 | 0
2000005856 | ROTATING BRIDGE | KTI1 | L200 | EA | 0 | 0 | 0 | 0
2000005857 | ROTATING SEAL RING 433,5 | KTI1 | L200 | EA | 0 | 0 | 0 | 0
2000005858 | Rotor Assembly No Ref : 2 | KTI1 | L200 | EA | 0 | 0 | 0 | 0
2000005859 | ROUND SECTION JOINT RING 412 | KTI1 | L200 | EA | 0 | 0 | 0 | 0
2000005860 | Rumah Sekring 3 pole , 500 V | KTI1 | L200 | EA | 0 | 0 | 0 | 0
2000005861 | SAFETY DEVICE | KTI1 | L200 | EA | 0 | 0 | 0 | 0
2000005862 | Screw Fastens Fan to Coupling No: 21 A | KTI1 | L200 | EA | 0 | 0 | 0 | 0
2000005863 | Sealing Ring Non Drive End Ref No : 17 | KTI1 | L200 | EA | 0 | 0 | 0 | 0
2000005864 | Sealing Ring Non Drive End Ref No : 20 | KTI1 | L200 | EA | 0 | 0 | 0 | 0
2000005865 | Selector Switch 20. 0011 | KTI1 | L200 | EA | 0 | 0 | 0 | 0
2000005866 | Selector Switch 3LB 3200-62 B01 / RD | KTI1 | L200 | EA | 0 | 0 | 0 | 0
2000005867 | Selector Switch CA 112, 220 VAC ,OTTO | KTI1 | L200 | EA | 0 | 0 | 0 | 0
2000005868 | Sensor Load Cell, 4-20mA | KTI1 | L200 | EA | 0 | 0 | 0 | 0
2000005869 | Service Hour Meter DMB 50/200 R | KTI1 | L200 | EA | 0 | 0 | 0 | 0
2000005870 | SHAFT NUT 921,1 | KTI1 | L200 | EA | 0 | 0 | 0 | 0
2000005871 | Shaft w rotor Core & Winding Ref No : 22 | KTI1 | L200 | EA | 0 | 0 | 0 | 0
2000005872 | Shaft with rotor Core&Winding Art No:28 | KTI1 | L200 | EA | 0 | 0 | 0 | 0
2000005873 | Shut of Relay No Ref : 1 | KTI1 | L200 | EA | 0 | 0 | 0 | 0
2000005874 | Signal Horn EAH 24 3 BA 002768 | KTI1 | L200 | EA | 0 | 0 | 0 | 0
2000005875 | SLUDGE SCRAPER PLATES | KTI1 | L200 | EA | 0 | 0 | 0 | 0
2000005876 | Socket CEE 32A - 6h | KTI1 | L200 | EA | 0 | 0 | 0 | 0
2000005877 | SOCKET HEAD SCREW 433,44 | KTI1 | L200 | EA | 0 | 0 | 0 | 0
2000005878 | SPACER RING 504,1 | KTI1 | L200 | EA | 0 | 0 | 0 | 0
2000005879 | SPACER RING 504,2 | KTI1 | L200 | EA | 0 | 0 | 0 | 0
2000005880 | SPRING 433.7L | KTI1 | L200 | EA | 0 | 0 | 0 | 0
2000005881 | Spring For Rachet Pin No Ref : 18 | KTI1 | L200 | EA | 0 | 0 | 0 | 0
2000005882 | SPRING SLEEVE 433,8 | KTI1 | L200 | EA | 0 | 0 | 0 | 0
2000005883 | Starter No Ref : 13 | KTI1 | L200 | EA | 0 | 0 | 0 | 0
2000005884 | Starter No Ref : 2 | KTI1 | L200 | EA | 0 | 0 | 0 | 0
2000005885 | Starter Relay No Ref : 15 | KTI1 | L200 | EA | 0 | 0 | 0 | 0
2000005886 | Starter Switch No Ref : 5 | KTI1 | L200 | EA | 0 | 0 | 0 | 0
2000005887 | Starting Interlock Relay RS 9/5B 19a | KTI1 | L200 | EA | 0 | 0 | 0 | 0
2000005888 | Starting Magnet Coil No Ref : 1 | KTI1 | L200 | EA | 0 | 0 | 0 | 0
2000005889 | Starting Relay No Ref : 2 | KTI1 | L200 | EA | 0 | 0 | 0 | 0
2000005890 | Starting Repeat Relay No Ref : 8 | KTI1 | L200 | EA | 0 | 0 | 0 | 0
2000005891 | STATIONARY SEAL RING 433,1 | KTI1 | L200 | EA | 0 | 0 | 0 | 0
2000005892 | Stator frame w core & winding Ref No: 23 | KTI1 | L200 | EA | 0 | 0 | 0 | 0
2000005893 | Stator frame with core & winding No : 29 | KTI1 | L200 | EA | 0 | 0 | 0 | 0
2000005894 | Stop Kontact 5 UB 4 600 | KTI1 | L200 | EA | 0 | 0 | 0 | 0
2000005895 | STORAGE / BAK WTP | KTI1 | L200 | EA | 0 | 0 | 0 | 0
2000005896 | STUD 902,4 | KTI1 | L200 | EA | 0 | 0 | 0 | 0
2000005897 | STUD 902,5 | KTI1 | L200 | EA | 0 | 0 | 0 | 0
2000005898 | STUD 902,6 | KTI1 | L200 | EA | 0 | 0 | 0 | 0
2000005899 | STUFFING BOX GLAND 452 | KTI1 | L200 | EA | 0 | 0 | 0 | 0
2000005900 | SUPPORT FOOT 183 | KTI1 | L200 | EA | 0 | 0 | 0 | 0
2000005901 | Switch Board Key VS 7.17 | KTI1 | L200 | EA | 0 | 0 | 0 | 0
2000005902 | Switch DSW 2 x 6 x 10 C 10 a 203 E | KTI1 | L200 | EA | 0 | 0 | 0 | 0
2000005903 | SWITCH SELECTOR | KTI1 | L200 | EA | 0 | 0 | 0 | 0
2000005904 | Tag Board 36 x 36 | KTI1 | L200 | EA | 0 | 0 | 0 | 0
2000005905 | TAPER PIN 560 | KTI1 | L200 | EA | 0 | 0 | 0 | 0
2000005906 | Teminal box Art No : 37 | KTI1 | L200 | EA | 0 | 0 | 0 | 0
2000005907 | Temperature Control | KTI1 | L200 | EA | 0 | 0 | 0 | 0
2000005908 | Terminal 8WA 5160 | KTI1 | L200 | EA | 0 | 0 | 0 | 0
2000005909 | Terminal 8WA 5240 | KTI1 | L200 | EA | 0 | 0 | 0 | 0
2000005910 | Terminal 8WA 5400 | KTI1 | L200 | EA | 0 | 0 | 0 | 0
2000005911 | Terminal Block 9590 7044 | KTI1 | L200 | EA | 0 | 0 | 0 | 0
2000005912 | Terminal Box Ref No : 25 | KTI1 | L200 | EA | 0 | 0 | 0 | 0
2000005913 | Terminal Box Top 105 x 100 | KTI1 | L200 | EA | 0 | 0 | 0 | 0
2000005914 | Terminal Box with Trolley | KTI1 | L200 | EA | 0 | 0 | 0 | 0
2000005915 | Terminal kabel Ã¸ 1,5mm , Merk : Siemens | KTI1 | L200 | EA | 0 | 0 | 0 | 0
2000005916 | Screw Connection 35mm² | KTI1 | L1H4 | EA | 0 | 0 | 0 | 0
2000005916 | Screw Connection 35mm² | KTI1 | L200 | EA | 0 | 0 | 0 | 0
2000005917 | TEST POINT | KTI1 | L200 | EA | 0 | 0 | 0 | 0
2000005918 | Thermometer TMI 100 A | KTI1 | L200 | EA | 0 | 0 | 0 | 0
2000005919 | THREADED PIN 433,9 | KTI1 | L200 | EA | 0 | 0 | 0 | 0
2000005920 | Time Relay 7 PV 3440 - 1 EA | KTI1 | L200 | EA | 0 | 0 | 0 | 0
2000005921 | Time Relay ER 31 C | KTI1 | L200 | EA | 0 | 0 | 0 | 0
2000005922 | Time Relay ERF 31 | KTI1 | L200 | EA | 0 | 0 | 0 | 0
2000005923 | TP Starter LE 1 - D2535Q + LR1 D 09314 | KTI1 | L200 | EA | 0 | 0 | 0 | 0
2000005924 | TP Starter LE 1 - D2535Q + LR1 D 25322 | KTI1 | L200 | EA | 0 | 0 | 0 | 0
2000005925 | TP Starter LE 1 - D2535Q + LR3 EO 01 | KTI1 | L200 | EA | 0 | 0 | 0 | 0
2000005926 | Track Roll | KTI1 | L200 | EA | 0 | 0 | 0 | 0
2000005927 | Transformator ETT / 335 | KTI1 | L200 | EA | 0 | 0 | 0 | 0
2000005928 | Transformator NT NR 3851 | KTI1 | L200 | EA | 0 | 0 | 0 | 0
2000005929 | Transformator ST NR 2852 | KTI1 | L200 | EA | 0 | 0 | 0 | 0
2000005930 | TRANSFORMER | KTI1 | L200 | EA | 0 | 0 | 0 | 0
2000005931 | TRAVELING DRIVE | KTI1 | L200 | EA | 0 | 0 | 0 | 0
2000005932 | Two Point Limit Switch Vegasel ( 441 B ) | KTI1 | L200 | EA | 0 | 0 | 0 | 0
2000005933 | V Ring Drive End Art No : 4 | KTI1 | L200 | EA | 0 | 0 | 0 | 0
2000005934 | VACUUM METER | KTI1 | L200 | EA | 0 | 0 | 0 | 0
2000005935 | Volt meter 96 x 96 0 - 400 V | KTI1 | L200 | EA | 0 | 0 | 0 | 0
2000005936 | Voltage Arrester ST 225 P5 40 - 140 | KTI1 | L200 | EA | 0 | 0 | 0 | 0
2000005937 | Voltage Indicator A 96 NS 0-400 V | KTI1 | L200 | EA | 0 | 0 | 0 | 0
2000005938 | Voltt meter DMV 9/500 B . FV 96 Z | KTI1 | L200 | EA | 0 | 0 | 0 | 0
2000005939 | VOLUTE CASING 102 | KTI1 | L200 | EA | 0 | 0 | 0 | 0
2000005940 | V-RING 411,3 | KTI1 | L200 | EA | 0 | 0 | 0 | 0
2000005941 | V-RING 411,4 | KTI1 | L200 | EA | 0 | 0 | 0 | 0
2000005942 | Wall Fixing Bracket 9590 7416 | KTI1 | L200 | EA | 0 | 0 | 0 | 0
2000005943 | Water Proof Moulded Enclosure 9590 3282 | KTI1 | L200 | EA | 0 | 0 | 0 | 0
2000005944 | Water Proof Moulded Enclosure 9590 3813 | KTI1 | L200 | EA | 0 | 0 | 0 | 0
2000005945 | Dueta Werke | KTI1 | L200 | EA | 0 | 0 | 0 | 0
2000005946 | Arc Chamber 3WY 2902 | KTI1 | L200 | EA | 0 | 0 | 0 | 0
2000005947 | Aux Contact Block 3WY 2961 | KTI1 | L200 | EA | 0 | 0 | 0 | 0
2000005948 | BEARING COVER 360,1 | KTI1 | L200 | EA | 0 | 0 | 0 | 0
2000005949 | BEARING COVER 360,2 | KTI1 | L200 | EA | 0 | 0 | 0 | 0
2000005950 | Bimetal Relay 20.12 6.7-12A | KTI1 | L200 | EA | 0 | 0 | 0 | 0
2000005951 | Bola lampu L 65 / 20S | KTI1 | L200 | EA | 0 | 0 | 0 | 0
2000005952 | CASING HALF 105,1 | KTI1 | L200 | EA | 0 | 0 | 0 | 0
2000005953 | CASING HALF 105,2 | KTI1 | L200 | EA | 0 | 0 | 0 | 0
2000005954 | Centrifugal Weight | KTI1 | L200 | EA | 0 | 0 | 0 | 0
2000005955 | Circlip for Bearing | KTI1 | L200 | EA | 0 | 0 | 0 | 0
2000005956 | Clamping Strap | KTI1 | L200 | EA | 0 | 0 | 0 | 0
2000005957 | CONSTANT LEVEL OILER 638 | KTI1 | L200 | EA | 0 | 0 | 0 | 0
2000005958 | Contactor 3TA 2014 - 4 BF | KTI1 | L200 | EA | 0 | 0 | 0 | 0
2000005959 | COVER 160 | KTI1 | L200 | EA | 0 | 0 | 0 | 0
2000005960 | Driver | KTI1 | L200 | EA | 0 | 0 | 0 | 0
2000005961 | End Shield Drive | KTI1 | L200 | EA | 0 | 0 | 0 | 0
2000005962 | Fan | KTI1 | L200 | EA | 0 | 0 | 0 | 0
2000005963 | Fixed Contact 3WY 2923 | KTI1 | L200 | EA | 0 | 0 | 0 | 0
2000005964 | FLAT GASKET 400 | KTI1 | L200 | EA | 0 | 0 | 0 | 0
2000005965 | FLOW CONTROLLER 757 | KTI1 | L200 | EA | 0 | 0 | 0 | 0
2000005966 | Fuse Switch 5 SM 6515 | KTI1 | L200 | EA | 0 | 0 | 0 | 0
2000005967 | Grease Slinger | KTI1 | L200 | EA | 0 | 0 | 0 | 0
2000005968 | Handle | KTI1 | L200 | EA | 0 | 0 | 0 | 0
2000005969 | Kabel | KTI1 | L200 | EA | 0 | 0 | 0 | 0
2000005970 | Kabel NYA 2,5mm2 , Biru/coklat/hitam | KTI1 | L200 | EA | 0 | 0 | 0 | 0
2000005971 | Kabel NYAF , 0,75mm2 , putih | KTI1 | L200 | EA | 0 | 0 | 0 | 0
2000005972 | Kabel NYAF , 1,5mm2 , biru/hitam | KTI1 | L200 | EA | 0 | 0 | 0 | 0
2000005973 | Kabel YSLCY-JZ 4G 2,5 mm2 | KTI1 | L200 | EA | 0 | 0 | 0 | 0
2000005974 | KEY / PASAK 940,1 | KTI1 | L200 | EA | 0 | 0 | 0 | 0
2000005975 | LANTERN RING 458 | KTI1 | L200 | EA | 0 | 0 | 0 | 0
2000005976 | MECHANICAL SEAL 433 | KTI1 | L200 | EA | 0 | 0 | 0 | 0
2000005977 | Motor Starter 3WX 2712 | KTI1 | L200 | EA | 0 | 0 | 0 | 0
2000005978 | Moving Contact 3WY 2923 | KTI1 | L200 | EA | 0 | 0 | 0 | 0
2000005979 | Off Bottom | KTI1 | L200 | EA | 0 | 0 | 0 | 0
2000005980 | Operating Arm | KTI1 | L200 | EA | 0 | 0 | 0 | 0
2000005981 | O-RING 412 | KTI1 | L200 | EA | 0 | 0 | 0 | 0
2000005982 | Over Current Release TSA 45 - PO | KTI1 | L200 | EA | 0 | 0 | 0 | 0
2000005983 | Panel 1 pintu , kunci, IP 55 | KTI1 | L200 | EA | 0 | 0 | 0 | 0
2000005984 | Rail DIN Rail , Alumunium | KTI1 | L200 | EA | 0 | 0 | 0 | 0
2000005985 | Roller | KTI1 | L200 | EA | 0 | 0 | 0 | 0
2000005986 | Rotor | KTI1 | L200 | EA | 0 | 0 | 0 | 0
2000005987 | Rubber Buffer | KTI1 | L200 | EA | 0 | 0 | 0 | 0
2000005988 | Sakelar Lampu 5 TA 4 600 | KTI1 | L200 | EA | 0 | 0 | 0 | 0
2000005989 | SCREWED PLUG 903,1 | KTI1 | L200 | EA | 0 | 0 | 0 | 0
2000005990 | Sealant | KTI1 | L200 | EA | 0 | 0 | 0 | 0
2000005991 | SET RING 500 | KTI1 | L200 | EA | 0 | 0 | 0 | 0
2000005992 | SHAFT NUT 921,2 | KTI1 | L200 | EA | 0 | 0 | 0 | 0
2000005993 | Slipring | KTI1 | L200 | EA | 0 | 0 | 0 | 0
2000005994 | SPACER RING 504 | KTI1 | L200 | EA | 0 | 0 | 0 | 0
2000005995 | Starter ST 111 | KTI1 | L200 | EA | 0 | 0 | 0 | 0
2000005996 | STUD 902,1 | KTI1 | L200 | EA | 0 | 0 | 0 | 0
2000005997 | STUD 902,2 | KTI1 | L200 | EA | 0 | 0 | 0 | 0
2000005998 | STUD 902,3 | KTI1 | L200 | EA | 0 | 0 | 0 | 0
2000005999 | STUFFING BOX PACKING 461 | KTI1 | L200 | EA | 0 | 0 | 0 | 0
2000006000 | TAB WASHER 931 | KTI1 | L200 | EA | 0 | 0 | 0 | 0
2000006001 | THROAT RING 457 | KTI1 | L200 | EA | 0 | 0 | 0 | 0
2000006002 | Under Voltage Trip 3WY 9921 | KTI1 | L200 | EA | 0 | 0 | 0 | 0
2000006003 | V-RING 411,1 | KTI1 | L200 | EA | 0 | 0 | 0 | 0
2000006004 | V-RING 411,2 | KTI1 | L200 | EA | 0 | 0 | 0 | 0
2000006005 | Terminal kabel Ã¸ 2,5mm , Merk : Siemens | KTI1 | L200 | EA | 0 | 0 | 0 | 0
2000006006 | Mechanical Seal Kenji Chemical pumps | KTI1 | L200 | EA | 0 | 0 | 0 | 0
2000006007 | Pipa HDPE Ã˜ 3/4" | KTI1 | L200 | ROL | 0 | 0 | 0 | 0
2000006008 | Pipa HDPE Ã˜ 1 | KTI1 | L200 | ROL | 0 | 0 | 0 | 0
2000006009 | Pipa HDPE Dia. 2" | KTI1 | L200 | ROL | 0 | 0 | 0 | 0
2000006010 | Pipa HDPE DN 50 | KTI1 | L200 | EA | 0 | 0 | 0 | 0
2000006011 | Pipa HDPE DN 80 | KTI1 | L200 | EA | 0 | 0 | 0 | 0
2000006012 | Pipa HDPE DN 100 | KTI1 | L200 | EA | 0 | 0 | 0 | 0
2000006013 | Pipa HDPE DN 150 | KTI1 | L200 | EA | 0 | 0 | 0 | 0
2000006014 | Pipa HDPE DN 200 | KTI1 | L200 | EA | 0 | 0 | 0 | 0
2000006015 | Pipa HDPE DN 250 | KTI1 | L200 | EA | 0 | 0 | 0 | 0
2000006016 | Stub End HDPE DN 50 | KTI1 | L200 | EA | 0 | 0 | 0 | 0
2000006017 | Stub End HDPE DN 80 | KTI1 | L200 | EA | 0 | 0 | 0 | 0
2000006018 | Stub End HDPE DN 100 | KTI1 | L200 | EA | 0 | 0 | 0 | 0
2000006019 | Stub End HDPE DN 150 | KTI1 | L200 | EA | 0 | 0 | 0 | 0
2000006020 | Stub End HDPE DN 200 | KTI1 | L200 | EA | 0 | 0 | 0 | 0
2000006021 | Stub End HDPE DN 250 | KTI1 | L200 | EA | 0 | 0 | 0 | 0
2000006022 | Elbow HDPE 90° DN 80 | KTI1 | L200 | EA | 0 | 0 | 0 | 0
2000006023 | Elbow HDPE 90 Â° DN 100 | KTI1 | L200 | EA | 0 | 0 | 0 | 0
2000006024 | Elbow HDPE 90 Â° DN 150 | KTI1 | L200 | EA | 0 | 0 | 0 | 0
2000006025 | Elbow HDPE 90° DN 200 | KTI1 | L200 | EA | 0 | 0 | 0 | 0
2000006026 | Elbow HDPE 90 Â° DN 250 | KTI1 | L200 | EA | 0 | 0 | 0 | 0
2000006027 | Elbow HDPE 22,5 Â° DN 250 | KTI1 | L200 | EA | 0 | 0 | 0 | 0
2000006028 | Tee HDPE DN 250 x 250 x 150 | KTI1 | L200 | EA | 0 | 0 | 0 | 0
2000006029 | Y-Tee HDPE DN 250 x 250 x 150 | KTI1 | L200 | EA | 0 | 0 | 0 | 0
2000006030 | Y-Tee HDPE DN 250 x 250 x 100 | KTI1 | L200 | EA | 0 | 0 | 0 | 0
2000006031 | Y-Tee HDPE DN 200 x 200 x 150 | KTI1 | L200 | EA | 0 | 0 | 0 | 0
2000006032 | Y-Tee HDPE DN 150 x 150 x 100 | KTI1 | L200 | EA | 0 | 0 | 0 | 0
2000006033 | Reducer HDPE DN 80 x 50 | KTI1 | L200 | EA | 0 | 0 | 0 | 0
2000006034 | Pipa subduck HDPE DN 80 | KTI1 | L200 | M | 0 | 0 | 0 | 0
2000006035 | CORSAIR Memory PC 8GB DDR3 PC-12800 | KTI1 | L200 | UN | 0 | 0 | 0 | 0
2000006036 | SAMSUNG Solid State Drive 860 EVO 250GB | KTI1 | L200 | UN | 0 | 0 | 0 | 0
2000006037 | Nvidia GTX 745 4GB DDR3 | KTI1 | L200 | UN | 0 | 0 | 0 | 0
2000006038 | Kit Display Module, Flowmeter PS IV | KTI1 | L1H2 | PC | 0 | 0 | 0 | 0
2000006038 | Kit Display Module, Flowmeter PS IV | KTI1 | L200 | PC | 0 | 0 | 0 | 0
2000006039 | Kit com 53/55/83/93 curr./freq.out Ex | KTI1 | L1H2 | PC | 0 | 0 | 0 | 0
2000006039 | Kit com 53/55/83/93 curr./freq.out Ex | KTI1 | L200 | PC | 0 | 0 | 0 | 0
2000006040 | Rubber Expansion Joint,12" Eagle Burgman | KTI1 | L200 | EA | 0 | 0 | 0 | 0
2000006041 | Almaplex Grease 1275 | KTI1 | L100 | PAI | 0 | 0 | 0 | 0
2000006041 | Almaplex Grease 1275 | KTI1 | L200 | PAI | 0 | 0 | 0 | 0
2000006042 | Gleaming Zinc Coating, Corium 78 | KTI1 | L1H2 | CAN | 0 | 0 | 0 | 0
2000006042 | Gleaming Zinc Coating, Corium 78 | KTI1 | L200 | CAN | 0 | 0 | 0 | 0
2000006043 | Greentastic Industrial Cleaner, LE 2110 | KTI1 | L100 | PAI | 0 | 0 | 0 | 0
2000006043 | Greentastic Industrial Cleaner, LE 2110 | KTI1 | L200 | PAI | 0 | 0 | 0 | 0
2000006044 | Moisture Suppressant for Elect Fitting | KTI1 | L1H1 | CAN | 0 | 0 | 0 | 0
2000006044 | Moisture Suppressant for Elect Fitting | KTI1 | L200 | CAN | 0 | 0 | 0 | 0
2000006045 | Oil Duolec Roda Gigi, 1604 Duolec | KTI1 | L100 | PAI | 0 | 0 | 0 | 0
2000006045 | Oil Duolec Roda Gigi, 1604 Duolec | KTI1 | L200 | PAI | 0 | 0 | 0 | 0
2000006046 | Oil Engine Monolec Ultra 8820 | KTI1 | L100 | PAI | 0 | 0 | 0 | 0
2000006046 | Oil Engine Monolec Ultra 8820 | KTI1 | L200 | PAI | 0 | 0 | 0 | 0
2000006047 | Oil Multilec Industrial 6801 | KTI1 | L100 | PAI | 0 | 0 | 0 | 0
2000006047 | Oil Multilec Industrial 6801 | KTI1 | L200 | PAI | 0 | 0 | 0 | 0
2000006048 | Reagent Set for CL17 Free Chlorine | KTI1 | L1H5 | SET | 12 | 40392000 | 0 | 0
2000006048 | Reagent Set for CL17 Free Chlorine | KTI1 | L200 | SET | 0 | 0 | 0 | 0
2000006049 | Red Insulating Varnish, XPro #914 A | KTI1 | L1H2 | CAN | 0 | 0 | 0 | 0
2000006049 | Red Insulating Varnish, XPro #914 A | KTI1 | L200 | CAN | 0 | 0 | 0 | 0
2000006050 | Accu, 190H52, 200Ah, 12V | KTI1 | L200 | UN | 0 | 0 | 0 | 0
2000006051 | Bahan Bakar Solar | KTI1 | L200 | L | 0 | 0 | 0 | 0
2000006051 | Bahan Bakar Solar | KTI1 | L300 | L | 0 | 0 | 0 | 0
2000006051 | Bahan Bakar Solar | KTI1 | L600 | L | 0 | 0 | 0 | 0
2000006051 | Bahan Bakar Solar | KTI1 | L700 | L | 0 | 0 | 0 | 0
2000006051 | Bahan Bakar Solar | KTI1 | L900 | L | 0 | 0 | 0 | 0
2000006052 | Oil Engine, Rimula X 15W - 40 | KTI1 | L200 | DR | 0 | 0 | 0 | 0
2000006053 | Oil Monolec Turbine 6401 | KTI1 | L200 | L | 0 | 0 | 0 | 0
2000006054 | Oil Penetrating Motto Chemical Otto 2000 | KTI1 | L200 | CAN | 0 | 0 | 0 | 0
2000006055 | Oil Pertamina Sae 40 | KTI1 | L200 | DR | 0 | 0 | 0 | 0
2000006056 | Oil Rored EP A SAE 90 | KTI1 | L200 | DR | 0 | 0 | 0 | 0
2000006057 | Solar, Genset 375 KVA | KTI1 | L200 | L | 0 | 0 | 0 | 0
2000006058 | Solar, Genset MTU KVA | KTI1 | L200 | L | 0 | 0 | 0 | 0
2000006069 | Meditran SC SAE 15 W-40, Pertamina | KTI1 | L900 | DR | 0 | 0 | 0 | 0
2000006135 | KIT SPARE ASCO for 8215 Series | KTI1 | L1H1 | PC | 0 | 0 | 0 | 0
2000006162 | Laminar Air Flow - Flouren Lamp 36 watt | KTI1 | L400 | UN | 0 | 0 | 0 | 0
2000006163 | Laminar Air Flow - Fillter Ulpa Filter | KTI1 | L400 | UN | 0 | 0 | 0 | 0
2000006164 | Laminar Air Flow - Pre Ulpa Filter | KTI1 | L400 | UN | 0 | 0 | 0 | 0
2000006165 | Laminar Air Flow - IV Lamp 36 Watt | KTI1 | L400 | UN | 0 | 0 | 0 | 0
2000006202 | Box Panel 150x150x40 Bertopi | KTI1 | L900 | UN | 0 | 0 | 0 | 0
2000006212 | Butterfly Valve 16 inch | KTI1 | L800 | UN | 0 | 0 | 0 | 0
2000006228 | Fuse LS LFL-20G-16B, LS | KTI1 | L100 | PC | 0 | 0 | 0 | 0
2000006262 | Kap lampu TL LED Single, Philips | KTI1 | L100 | PC | 0 | 0 | 0 | 0
2000006262 | Kap lampu TL LED Single, Philips | KTI1 | L1H1 | PC | 0 | 0 | 0 | 0
2000006263 | Kap lampu TL LED V 2 x 1200 mm (Outbow) | KTI1 | L100 | PC | 0 | 0 | 0 | 0
2000006263 | Kap lampu TL LED V 2 x 1200 mm (Outbow) | KTI1 | L1E2 | PC | 0 | 0 | 0 | 0
2000006263 | Kap lampu TL LED V 2 x 1200 mm (Outbow) | KTI1 | L1G1 | PC | 0 | 0 | 0 | 0
2000006264 | Kap lampu TL LED 2 x 1200 mm (Inbow) | KTI1 | L100 | PC | 0 | 0 | 0 | 0
2000006309 | Load Cell, Kap. 2000 kg, SQC - 2T | KTI1 | L1H5 | UN | 0 | 0 | 0 | 0
2000006336 | Kabel NYFGBY 4 x 150 mm | KTI1 | L100 | M | 0 | 0 | 0 | 0
2000006336 | Kabel NYFGBY 4 x 150 mm | KTI1 | L900 | M | 0 | 0 | 0 | 0
2000006343 | Gate Valve DN 100, AVK | KTI1 | L100 | UN | 4 | 15565440 | 0 | 0
2000006344 | Gate Valve DN 150, AVK | KTI1 | L100 | UN | 2 | 12517120 | 0 | 0
2000006345 | Diaphragm Assambly Hypochlorite Pump | KTI1 | L1H2 | UN | 3 | 21137737 | 0 | 0
2000006353 | Master LED Tube 1200 mm UO 14.7W 865 T8 | KTI1 | L100 | PC | 0 | 0 | 0 | 0
2000006353 | Master LED Tube 1200 mm UO 14.7W 865 T8 | KTI1 | L1F1 | PC | 0 | 0 | 0 | 0
2000006353 | Master LED Tube 1200 mm UO 14.7W 865 T8 | KTI1 | L1G1 | PC | 0 | 0 | 0 | 0
2000006353 | Master LED Tube 1200 mm UO 14.7W 865 T8 | KTI1 | L1H1 | PC | 0 | 0 | 0 | 0
2000006353 | Master LED Tube 1200 mm UO 14.7W 865 T8 | KTI1 | L1H2 | PC | 0 | 0 | 0 | 0
2000006376 | MERCK EZ-PAK & 250ML 0.45µm 47mm | KTI1 | L400 | BOX | 0 | 0 | 0 | 0
2000006380 | SILICON TUBE FOR EZ-STREAM PUMP, MERCK | KTI1 | L400 | BOX | 0 | 0 | 0 | 0
2000006381 | EZ-FIT MICROHEAD STAINLESSSTEEL, MERCK | KTI1 | L400 | BOX | 0 | 0 | 0 | 0
2000006382 | MCE MEMBRAN FILTER 47MM, MERCK | KTI1 | L400 | BOX | 0 | 0 | 0 | 0
2000006383 | EZ-FIT FILTRATION HEAD, MERCK | KTI1 | L400 | BOX | 0 | 0 | 0 | 0
2000006385 | Reactor Pasif PS I Cidanau | KTI1 | L610 | PC | 0 | 0 | 0 | 0
2000006396 | Motor Sampel SCM 0.125 kW | KTI1 | L100 | UN | 0 | 0 | 0 | 0
2000006396 | Motor Sampel SCM 0.125 kW | KTI1 | L1F4 | UN | 0 | 0 | 0 | 0
2000006418 | Module Analog Output. 8 Channel | KTI1 | L1G2 | UN | 0 | 0 | 0 | 0
2000018062 | Steker Broco | KTI1 | L1H1 | UN | 0 | 0 | 0 | 0
2000018062 | Steker Broco | KTI1 | L1H4 | UN | 0 | 0 | 0 | 0
2000018062 | Steker Broco | KTI1 | L1H5 | UN | 0 | 0 | 0 | 0
2000018268 | Membran Dossing Set,ZD1-63-VTCF-FWX | KTI1 | L1H5 | PC | 0 | 0 | 0 | 0
2000018286 | Aki GS Battery 190H52 GSPR-N200 | KTI1 | L100 | UN | 0 | 0 | 0 | 0
2000018289 | Contact Cleaner, Ezzer | KTI1 | L1H1 | PC | 0 | 0 | 0 | 0
2000018289 | Contact Cleaner, Ezzer | KTI1 | L1H2 | PC | 0 | 0 | 0 | 0
2000018298 | Tadiran Batteries Flowmeter PS I, Krohne | KTI1 | L1H2 | UN | 0 | 0 | 0 | 0
2000018298 | Tadiran Batteries Flowmeter PS I, Krohne | KTI1 | L1H3 | UN | 2 | 2886000 | 0 | 0
2000018299 | Power Factor Controller ,Schneider | KTI1 | L1H2 | UN | 1 | 8250000 | 0 | 0
2000018300 | Baterai HT Icom, V88 | KTI1 | L1H1 | UN | 0 | 0 | 0 | 0
2000018373 | Elbow Compression 1 inch, Maspion | KTI1 | L800 | PC | 0 | 0 | 0 | 0
2000018374 | Elbow Compression 3/4 inch, Maspion | KTI1 | L800 | PC | 0 | 0 | 0 | 0
2000018376 | Elbow Compression 1/2 inch, Maspion | KTI1 | L800 | PC | 0 | 0 | 0 | 0
2000018378 | Pipa HDPE 1 inch, Maspion | KTI1 | L800 | ROL | 0 | 0 | 0 | 0
2000018379 | Pipa HDPE 3/4 inch, Maspion | KTI1 | L800 | ROL | 0 | 0 | 0 | 0
2000018381 | Pipa HDPE 1/2 inch, Maspion | KTI1 | L800 | ROL | 0 | 0 | 0 | 0
2000018382 | Male thread 1 inch, Maspion | KTI1 | L800 | PC | 0 | 0 | 0 | 0
2000018383 | Male thread 3/4 inch, Maspion | KTI1 | L800 | PC | 0 | 0 | 0 | 0
2000018384 | Male thread 1/2 inch, Maspion | KTI1 | L800 | PC | 0 | 0 | 0 | 0
2000018385 | Coupling 1 inch, Maspion | KTI1 | L800 | PC | 0 | 0 | 0 | 0
2000018386 | Coupling 3/4 inch, Maspion | KTI1 | L800 | PC | 0 | 0 | 0 | 0
2000018387 | Coupling 1/2 inch, Maspion | KTI1 | L800 | PC | 0 | 0 | 0 | 0
2000018388 | Tee Compress Joint 1 inch, Maspion | KTI1 | L800 | PC | 0 | 0 | 0 | 0
2000018389 | Tee Compress Joint 3/4 inch, Maspion | KTI1 | L800 | PC | 0 | 0 | 0 | 0
2000018390 | Tee Compress Joint 1/2 inch, Maspion | KTI1 | L800 | PC | 0 | 0 | 0 | 0
2000018391 | Clamp Saddle PVC 110x25, Maspion | KTI1 | L800 | PC | 0 | 0 | 0 | 0
2000018405 | Electric Motor & Parts Cleaner, Ezzer | KTI1 | L100 | PC | 0 | 0 | 0 | 0
2000018412 | Bearing 7224 BCBM, SKF | KTI1 | L1I5 | PC | 0 | 0 | 0 | 0
2000018573 | Kabel Skun, 120 mm2 | KTI1 | L1H4 | UN | 75 | 2094570 | 0 | 0
2000018574 | EGX Contverter Serial To Ethernet | KTI1 | L1G2 | PC | 0 | 0 | 0 | 0
2000018575 | Pressure Transmitter 0-20 Bar, Schuh | KTI1 | L1G2 | PC | 0 | 0 | 0 | 0
2000018594 | Diaghpragm Valve 1", ASAHI | KTI1 | L1H1 | PC | 2 | 22977000 | 0 | 0
2000018666 | Metering Pump ZD1-63-VTCF-FWX, Tacmina | KTI1 | L100 | PC | 0 | 0 | 0 | 0
2000018759 | Ring for slevee-Outer, Sydex Pumps | KTI1 | L1H5 | PC | 0 | 0 | 0 | 0
2000018760 | Slevee, Sydex Pumps | KTI1 | L1H5 | PC | 0 | 0 | 0 | 0
2000018772 | Degreaser & Chemical Cleaner Ezzer 750 | KTI1 | L100 | PAI | 0 | 0 | 0 | 0
2000018803 | Current Transformer LS MV Breaker | KTI1 | L1F4 | UN | 0 | 0 | 0 | 0
2000018807 | Volt Transformer LS MV Breaker | KTI1 | L1E4 | UN | 0 | 0 | 0 | 0
2000019007 | Mechanical seal Vcum Pumps, SIHI | KTI1 | L1H3 | PC | 1 | 8047500 | 0 | 0
2000019010 | Lampu Downlight 9 Watt Kotak, Philips | KTI1 | L100 | PC | 0 | 0 | 0 | 0
2000019011 | Lampu Downlight 3.5 Watt, hilips | KTI1 | L100 | PC | 0 | 0 | 0 | 0
2000019012 | Lampu Downlight 7.5 Watt, Philips | KTI1 | L100 | PC | 0 | 0 | 0 | 0
2000019077 | 1st Pin, Sydex Pumps | KTI1 | L1H5 | PC | 1 | 4440000 | 0 | 0
2000019078 | O-ring, Sydex Pumps | KTI1 | L1H5 | PC | 0 | 0 | 0 | 0
2000019079 | Connecting Rod, Sydex Pumps | KTI1 | L1H5 | PC | 0 | 0 | 0 | 0
2000019107 | CASING WEAR RING, P/N 502 KSB | KTI1 | L1F4 | PC | 1 | 26433540 | 0 | 0
2000019110 | SLEEVE, P/N 520 KSB | KTI1 | L1F4 | PC | 2 | 18725256 | 0 | 0
2000019113 | Modul Analog Input AAI143 DCS, Yokogawa | KTI1 | L1H1 | PC | 0 | 0 | 0 | 0
2000019113 | Modul Analog Input AAI143 DCS, Yokogawa | KTI1 | L1H3 | PC | 0 | 0 | 0 | 0
2000019151 | Meter Air 1", Class B, Sensus series 405 | KTI1 | L1C4 | UN | 0 | 0 | 0 | 0
2000019152 | Meter Air 3/4", Class B, Sensus series 4 | KTI1 | L1C4 | UN | 0 | 0 | 0 | 0
2000019153 | Meter Air 1/2", Class B, Sensus series 6 | KTI1 | L1C3 | UN | 0 | 0 | 0 | 0
2000019154 | Meter Air 1", Class B, Sensus series 420 | KTI1 | L1C5 | UN | 0 | 0 | 0 | 0
2000019190 | NYY 4X10 MM | KTI1 | L100 | M | 0 | 0 | 0 | 0
2000019191 | Brush Holder 6 kV | KTI1 | L1H1 | PC | 0 | 0 | 0 | 0
2000019310 | Motor Vacuum Cleaner KARCHER | KTI1 | L1H1 | UN | 0 | 0 | 0 | 0
2000019406 | Stator, Dossing Pump Decanter, Netzsch | KTI1 | L100 | PC | 2 | 20571281 | 0 | 0
2000019406 | Stator, Dossing Pump Decanter, Netzsch | KTI1 | L1H3 | PC | 0 | 0 | 0 | 0
2000019407 | O-ring, Dossing Pump Decanter, Netzsch | KTI1 | L1H3 | PC | 0 | 0 | 0 | 0
2000019408 | Coupling rod, Doss.Pump Decanter,Netzsch | KTI1 | L1H3 | PC | 0 | 0 | 0 | 0
2000019409 | Pin, Dossing Pump Decanter, Netzsch | KTI1 | L1H3 | PC | 0 | 0 | 0 | 0
2000019410 | SM-seal, Dossing Pump Decanter, Netzsch | KTI1 | L100 | PC | 2 | 5734908 | 0 | 0
2000019410 | SM-seal, Dossing Pump Decanter, Netzsch | KTI1 | L1H3 | PC | 0 | 0 | 0 | 0
2000019411 | O-ring, Dossing Pump Decanter, Netzsch | KTI1 | L1H3 | PC | 0 | 0 | 0 | 0
2000019412 | Circlip, Dossing Pump Decanter, Netzsch | KTI1 | L1H3 | PC | 0 | 0 | 0 | 0
2000019413 | Slevee, Dossing Pump Decanter, Netzsch | KTI1 | L1H3 | PC | 0 | 0 | 0 | 0
2000019414 | Rotor, Dossing Pump Decanter, Netzsch | KTI1 | L1H3 | PC | 0 | 0 | 0 | 0
2000019415 | Clamp ring, Doss.Pump Decanter, Netzsch | KTI1 | L1H3 | PC | 0 | 0 | 0 | 0
2000019416 | Mechanical Seal,Doss.Pump Decntr,Netzsch | KTI1 | L100 | PC | 2 | 43029253 | 0 | 0
2000019416 | Mechanical Seal,Doss.Pump Decntr,Netzsch | KTI1 | L1H3 | PC | 0 | 0 | 0 | 0
2000019418 | Stator, Feed Pump Decanter, Netzsch | KTI1 | L100 | PC | 0 | 0 | 0 | 0
2000019418 | Stator, Feed Pump Decanter, Netzsch | KTI1 | L1E5 | PC | 2 | 64590900 | 0 | 0
2000019419 | O-ring, Feed Pump Decanter, Netzsch | KTI1 | L100 | PC | 0 | 0 | 0 | 0
2000019419 | O-ring, Feed Pump Decanter, Netzsch | KTI1 | L1E5 | PC | 2 | 424020 | 0 | 0
2000019420 | Coupling rod, Feed Pump Decanter,Netzsch | KTI1 | L100 | PC | 0 | 0 | 0 | 0
2000019420 | Coupling rod, Feed Pump Decanter,Netzsch | KTI1 | L1E5 | PC | 1 | 7819950 | 0 | 0
2000019421 | Pin, Feed Pump Decanter, Netzsch | KTI1 | L100 | PC | 0 | 0 | 0 | 0
2000019421 | Pin, Feed Pump Decanter, Netzsch | KTI1 | L1E5 | PC | 2 | 4004880 | 0 | 0
2000019422 | SM-seal, Feed Pump Decanter, Netzsch | KTI1 | L100 | PC | 0 | 0 | 0 | 0
2000019422 | SM-seal, Feed Pump Decanter, Netzsch | KTI1 | L1E5 | PC | 2 | 7938720 | 0 | 0
2000019423 | O-ring, Feed Pump Decanter, Netzsch | KTI1 | L100 | PC | 0 | 0 | 0 | 0
2000019423 | O-ring, Feed Pump Decanter, Netzsch | KTI1 | L1E5 | PC | 2 | 380730 | 0 | 0
2000019424 | Circlip, Feed Pump Decanter, Netzsch | KTI1 | L100 | PC | 0 | 0 | 0 | 0
2000019424 | Circlip, Feed Pump Decanter, Netzsch | KTI1 | L1E5 | PC | 2 | 715728 | 0 | 0
2000019425 | Slevee, Feed Pump Decanter, Netzsch | KTI1 | L100 | PC | 0 | 0 | 0 | 0
2000019425 | Slevee, Feed Pump Decanter, Netzsch | KTI1 | L1E5 | PC | 1 | 3140238 | 0 | 0
2000019426 | Rotor, Feed Pump Decanter, Netzsch | KTI1 | L100 | PC | 1 | 40743672 | 0 | 0
2000019427 | Clamp ring, Feed Pump Decanter, Netzsch | KTI1 | L100 | PC | 0 | 0 | 0 | 0
2000019427 | Clamp ring, Feed Pump Decanter, Netzsch | KTI1 | L1E5 | PC | 2 | 3595512 | 0 | 0
2000019428 | Mechanical Seal,Feed Pump Dcntr.,Netzsch | KTI1 | L100 | PC | 1 | 30072597 | 0 | 0
2000019988 | Module Amplifier Flowmeter Promag 53, En | KTI1 | L1H1 | UN | 0 | 0 | 0 | 0
2000019995 | EMI FILTER SCM, Qualtek, 864-03/003 | KTI1 | L1H4 | UN | 0 | 0 | 0 | 0
2000019996 | Milliampere Calibrator, FLUKE 715 | KTI1 | L1H4 | UN | 0 | 0 | 0 | 0
2000019998 | Power Supply 24 VDC, SCHNEIDER, | KTI1 | L1H2 | UN | 0 | 0 | 0 | 0
2000020000 | Sensor Connection Cable, WTW, SNCIQ | KTI1 | L100 | M | 0 | 0 | 0 | 0
2000020026 | Panel Ekualisasi | KTI1 | L900 | UN | 0 | 0 | 0 | 0
2000020069 | Membran Set, Dossing Pump Alum, Tacmina | KTI1 | L1B3 | PC | 0 | 0 | 0 | 0
2000020069 | Membran Set, Dossing Pump Alum, Tacmina | KTI1 | L1H2 | PC | 1 | 27750000 | 0 | 0
2000020421 | Flexible Tabung Chlorine, Wallance & Tie | KTI1 | L1G1 | PC | 1 | 6118736 | 0 | 0
2000020482 | Bearing 6219 C3, SKF | KTI1 | L1H5 | PC | 0 | 0 | 0 | 0
2000020540 | Coil Pneumatic Dynasand | KTI1 | L1H2 | UN | 3 | 11322000 | 0 | 0
2000020541 | Pendant 8 Tombol | KTI1 | L1H2 | UN | 2 | 11613375 | 0 | 0
2000020676 | Kabel Kontrol 12 x 1.5 MM2 | KTI1 | L100 | M | 0 | 0 | 0 | 0
2000020780 | Pipa Steel, 30" (Sisa Proyek Cipasauran) | KTI1 | L100 | BTG | 0 | 0 | 0 | 0
2000020780 | Pipa Steel, 30" (Sisa Proyek Cipasauran) | KTI1 | L600 | BTG | 0 | 0 | 0 | 0
2000020781 | Pipa Steel, 28" (Sisa Proyek Cipasauran) | KTI1 | L100 | BTG | 0 | 0 | 0 | 0
2000020885 | Motor Chooke | KTI1 | L100 | UN | 0 | 0 | 0 | 0
2000020960 | Coupling rod bushing screw pump, Seepex | KTI1 | L1H2 | PC | 0 | 0 | 0 | 0
2000020960 | Coupling rod bushing screw pump, Seepex | KTI1 | L1H5 | PC | 0 | 0 | 0 | 0
2000020961 | Coupling rod pin screw pump, Seepex | KTI1 | L1H2 | PC | 0 | 0 | 0 | 0
2000020961 | Coupling rod pin screw pump, Seepex | KTI1 | L1H5 | PC | 0 | 0 | 0 | 0
2000020962 | Coupling rod screw pump, Seepex | KTI1 | L1H2 | PC | 0 | 0 | 0 | 0
2000020962 | Coupling rod screw pump, Seepex | KTI1 | L1H5 | PC | 0 | 0 | 0 | 0
2000020963 | Guide bushing screw pump, Seepex | KTI1 | L1H2 | PC | 0 | 0 | 0 | 0
2000020963 | Guide bushing screw pump, Seepex | KTI1 | L1H5 | PC | 0 | 0 | 0 | 0
2000020964 | Holding band screw pump, Seepex | KTI1 | L1H2 | PC | 0 | 0 | 0 | 0
2000020964 | Holding band screw pump, Seepex | KTI1 | L1H5 | PC | 0 | 0 | 0 | 0
2000020966 | Retaining sleve screw pump, Seepex | KTI1 | L1H2 | PC | 0 | 0 | 0 | 0
2000020966 | Retaining sleve screw pump, Seepex | KTI1 | L1H5 | PC | 0 | 0 | 0 | 0
2000020967 | Rotor screw pump, Seepex | KTI1 | L1H5 | PC | 0 | 0 | 0 | 0
2000020968 | Stator screw pump, Seepex | KTI1 | L100 | PC | 0 | 0 | 0 | 0
2000020968 | Stator screw pump, Seepex | KTI1 | L1E5 | PC | 1 | 12931500 | 0 | 0
2000020968 | Stator screw pump, Seepex | KTI1 | L1H5 | PC | 0 | 0 | 0 | 0
2000020969 | Universal - joint sleve Scrw pump Seepex | KTI1 | L1H2 | PC | 0 | 0 | 0 | 0
2000020969 | Universal - joint sleve Scrw pump Seepex | KTI1 | L1H5 | PC | 0 | 0 | 0 | 0
2000021124 | Mechanical Seal Eagle Burgmann | KTI1 | L100 | PC | 0 | 0 | 0 | 0
2000021124 | Mechanical Seal Eagle Burgmann | KTI1 | L1H2 | PC | 0 | 0 | 0 | 0
2000021124 | Mechanical Seal Eagle Burgmann | KTI1 | L300 | PC | 0 | 0 | 0 | 0
2000021124 | Mechanical Seal Eagle Burgmann | KTI1 | L900 | PC | 0 | 0 | 0 | 0
2000021183 | Metering dosing pump sodium, Tacmina | KTI1 | L100 | UN | 0 | 0 | 0 | 0
2000021208 | MPU genset PERKINS series 4000 | KTI1 | L100 | PC | 0 | 0 | 0 | 0
2000021249 | Pressure Relief Valve C-DLR 301 | KTI1 | L1H3 | PC | 0 | 0 | 0 | 0
2000021324 | Rectifier 110 VDC | KTI1 | L100 | UN | 0 | 0 | 0 | 0
2000021343 | MCCB 3 Fasa 400 A | KTI1 | L1H2 | UN | 0 | 0 | 0 | 0
2000021384 | Slinger C-DLR 301 | KTI1 | L1H2 | PC | 0 | 0 | 0 | 0
2000021385 | Piston Ring C-DLR 301 | KTI1 | L1H2 | PC | 0 | 0 | 0 | 0
2000021387 | Rotor Driven C-DLR 301 | KTI1 | L1H2 | PC | 0 | 0 | 0 | 0
2000021388 | Shaft Seal C-DLR 301 | KTI1 | L1H2 | PC | 0 | 0 | 0 | 0
2000021417 | Cooling Medium Temperatur Sensor | KTI1 | L1H1 | PC | 0 | 0 | 0 | 0
2000021448 | Injector Chlorine PVC | KTI1 | L1H5 | PC | 0 | 0 | 0 | 0
2000021487 | AVK Air Valve DN 25 | KTI1 | L1H2 | EA | 0 | 0 | 0 | 0
2000021800 | Header Valve 3/4" W&T Chlorine | KTI1 | L1H2 | UN | 2 | 11761535 | 0 | 0
2000022219 | Panel Listrik 100cm x 80cm x 200cm | KTI1 | L900 | UN | 0 | 0 | 0 | 0
2000022220 | LS Electric Under Voltage Trip Device | KTI1 | L1H1 | UN | 0 | 0 | 0 | 0
2000022221 | Main Control Board Schneider 55 KW | KTI1 | L100 | UN | 0 | 0 | 0 | 0
2000022222 | Main Control Board Schneider 22 KW | KTI1 | L100 | UN | 0 | 0 | 0 | 0
2000022263 | Clamp ring, Feed Pump Decanter 30m3/h | KTI1 | L100 | PC | 2 | 1871080 | 0 | 0
2000022264 | Coupling rod, Feed Pump Decanter 30m3/h | KTI1 | L100 | PC | 1 | 6578019 | 0 | 0
2000022265 | O-ring besar, Feed Pump Decanter 30m3/h | KTI1 | L100 | PC | 1 | 347417 | 0 | 0
2000022266 | O-ring, Feed Pump Decanter 30m3/h | KTI1 | L100 | PC | 4 | 438534 | 0 | 0
2000022267 | Pin, Feed Pump Decanter 30m3/h | KTI1 | L100 | PC | 2 | 1467629 | 0 | 0
2000022269 | SM- seal, Feed Pump Decanter 30m3/h | KTI1 | L100 | PC | 2 | 3486836 | 0 | 0
2000022270 | Rotor, Feed Pump Decanter 30m3/h | KTI1 | L100 | PC | 0 | 0 | 0 | 0
2000022271 | Stator, Feed Pump Decanter 30m3/h | KTI1 | L100 | PC | 1 | 23604854 | 0 | 0
2000022283 | Mechanical seal, Feed Pump Decanter 30m3 | KTI1 | L100 | PC | 2 | 40792484 | 0 | 0
2000022299 | Mechanical Seal, Submersible Pump EIM 6" | KTI1 | L1H2 | PC | 0 | 0 | 0 | 0
2000022309 | Sync & Load Sharing Control Module | KTI1 | L1H1 | UN | 0 | 0 | 0 | 0
2000022355 | Prominent VAMD12017PVTFR | KTI1 | L100 | UN | 2 | 37055130 | 0 | 0
2000022510 | Injector Chlorine PVC (EJH-2000-CL2), | KTI1 | L300 | UN | 0 | 0 | 0 | 0
2000022724 | MCCB 4P 320-400A, LS | KTI1 | L1H1 | UN | 2 | 43569134 | 0 | 0
2000023022 | Cable Gland Sensor Pompa KSB KRT K | KTI1 | L100 | SET | 3 | 144300000 | 0 | 0
2000023307 | Flexible connector tabung chlorine Hydro | KTI1 | L1G1 | SET | 1 | 4884000 | 0 | 0
2000023385 | Holding band kecil screw pump, Seepex | KTI1 | L1H2 | SET | 0 | 0 | 0 | 0
2000023392 | Diaphgram Hypolon OD 8.37" EVOQUA | KTI1 | L1H2 | SET | 0 | 0 | 0 | 0
2000023394 | Membran Chlorinator Wallace & Tiernan | KTI1 | L1H2 | SET | 2 | 9546000 | 0 | 0
2000023425 | Electrical Insulating Varnish EZZER | KTI1 | L1E1 | PC | 0 | 0 | 0 | 0
3000000221 | Elbow PVC uk. 4" type AW | KTI1 | L1A2 | PC | 5 | 19095 | 0 | 0
3000000226 | Flange PVC dia.8" | KTI1 | L1A1 | PC | 1 | 203500 | 0 | 0
3000001275 | Saklar double clipsal inbow | KTI1 | L1H4 | PC | 0 | 0 | 0 | 0
3000001305 | Brush Holder, G5238 | KTI1 | L1H5 | PC | 0 | 0 | 0 | 0
3000001346 | Fitting lampu TL | KTI1 | L1F1 | PAA | 0 | 0 | 0 | 0
3000006033 | Oksigen | KTI1 | L400 | TBG | 0 | 0 | 0 | 0
3000008457 | Ferrover Iron Reagent for 10 mL, Hach | KTI1 | L400 | PAC | 2 | 1583730 | 0 | 0
3000009272 | 1,10-Phenanthrolin Monohydrate | KTI1 | L400 | BT | 0 | 0 | 0 | 0
3000009273 | 1,8-Dihydroxy-2(4-Sulfophenylazo) | KTI1 | L400 | BT | 0 | 0 | 0 | 0
3000009274 | 8 - Hydroxyquinoline GR For Analysis | KTI1 | L400 | BT | 0 | 0 | 0 | 0
3000009275 | Absorbtion Tube for Arsenic | KTI1 | L400 | PC | 0 | 0 | 0 | 0
3000009276 | Acetic Acid (glacial) 100%GR (B3) | KTI1 | L400 | L | 0 | 0 | 0 | 0
3000009277 | Acetic Acid Merck 1.00063.1000 | KTI1 | L400 | BT | 0 | 0 | 0 | 0
3000009278 | Aceton GR for Analysis, Merck 100014 | KTI1 | L400 | BT | 0 | 0 | 0 | 0
3000009279 | Adapters For Filtering Flasks | KTI1 | L400 | PC | 0 | 0 | 0 | 0
3000009280 | Alizarin Red S | KTI1 | L400 | BT | 0 | 0 | 0 | 0
3000009281 | Allythiourea, 8.08158.0050 Merck | KTI1 | L400 | BT | 0 | 0 | 0 | 0
3000009282 | Almaplex Industrial LE 1275 | KTI1 | L100 | PAI | 0 | 0 | 0 | 0
3000009283 | Almasol LE 607 | KTI1 | L400 | PAI | 0 | 0 | 0 | 0
3000009284 | Aluminium Cell Test, Cat.1.00594.0001 | KTI1 | L400 | PAC | 0 | 0 | 0 | 0
3000009285 | Aluminium Hydroxide Merck 101509.0025 | KTI1 | L400 | BT | 0 | 0 | 0 | 0
3000009286 | Aluminium Sulfat 18 Hydrate 101102.5000 | KTI1 | L400 | BT | 0 | 0 | 0 | 0
3000009287 | Alumunium Chloro Hydrate (A-777) | KTI1 | L400 | BT | 0 | 0 | 0 | 0
3000009288 | Amidosulfuric Acid for Analysis EMSURE | KTI1 | L400 | G | 0 | 0 | 0 | 0
3000009289 | Amino Acid Reagent, 22540-69 | KTI1 | L400 | BT | 0 | 0 | 0 | 0
3000009290 | Amino Antipirine 107293.0010 | KTI1 | L400 | BT | 0 | 0 | 0 | 0
3000009291 | Ammonia cyanurate reagent powder pillows | KTI1 | L400 | PAC | 3 | 5474520 | 0 | 0
3000009292 | Ammonia Reagent Set, TNT, AmVer 26069-45 | KTI1 | L400 | PAC | 0 | 0 | 0 | 0
3000009293 | Ammonia Reagent set, TNT, Amver HR | KTI1 | L400 | PAC | 0 | 0 | 0 | 0
3000009294 | Ammonia salicylate rgnt powder pillows | KTI1 | L400 | PAC | 10 | 23669243 | 0 | 0
3000009295 | Ammonia Solution Merck 105426-1000 | KTI1 | L400 | BT | 0 | 0 | 0 | 0
3000009296 | Ammonia TNTplus UHR | KTI1 | L400 | PAC | 0 | 0 | 0 | 0
3000009297 | Ammonia TNTplus, ULR | KTI1 | L400 | PAC | 0 | 0 | 0 | 0
3000009298 | Ammonium Acetat Merck 1.01116.0500 | KTI1 | L400 | BT | 0 | 0 | 0 | 0
3000009299 | Ammonium Acetate GR, 1.01116.1000 | KTI1 | L400 | G | 0 | 0 | 0 | 0
3000009300 | Ammonium Chloride, Merck 101145.0500 | KTI1 | L400 | BT | 0 | 0 | 0 | 0
3000009301 | Ammonium Heptamolibdate | KTI1 | L400 | G | 0 | 0 | 0 | 0
3000009302 | Ammonium Heptamolybdate,101182 | KTI1 | L400 | BT | 0 | 0 | 0 | 0
3000009303 | Ammonium Hydroxide, Hach 10604 | KTI1 | L400 | BT | 0 | 0 | 0 | 0
3000009304 | Ammonium Iron II 103792.0500 | KTI1 | L400 | G | 0 | 0 | 0 | 0
3000009305 | Ammonium Molibdate 1.59050.0050 | KTI1 | L400 | BT | 0 | 0 | 0 | 0
3000009306 | Ammonium Nitrat 500gr | KTI1 | L400 | BT | 0 | 0 | 0 | 0
3000009307 | Amonium Peroksodisulfat, Supelco (Merck) | KTI1 | L400 | G | 0 | 0 | 0 | 0
3000009308 | Ampule Refill Kitas Phenols, 13-299-205A | KTI1 | L400 | PAC | 0 | 0 | 0 | 0
3000009309 | Ampule Refill Kits Ammonia | KTI1 | L400 | PAC | 0 | 0 | 0 | 0
3000009310 | Anak Timbang 1 gr - 100 gr, 02.225.067 | KTI1 | L400 | PAC | 0 | 0 | 0 | 0
3000009311 | Arsenic Test | KTI1 | L400 | PAC | 0 | 0 | 0 | 0
3000009312 | Asam Sulfamat 100103.0100 | KTI1 | L400 | BT | 0 | 0 | 0 | 0
3000009313 | Asam Sulfanilat Merck 1.00686.0100 | KTI1 | L400 | BT | 0 | 0 | 0 | 0
3000009314 | Asam sulfat 0.16 M | KTI1 | L400 | ML | 0 | 0 | 0 | 0
3000009315 | Asam sulfat 1.6 M | KTI1 | L400 | ML | 0 | 0 | 0 | 0
3000009316 | Asam Tartrat 8.18531.0100 | KTI1 | L400 | BT | 0 | 0 | 0 | 0
3000009317 | Ascorbic Acid Powder Pillow, Hach | KTI1 | L400 | PAC | 0 | 0 | 0 | 0
3000009318 | Automatic Buret, Amber, 34 618 36 | KTI1 | L400 | PC | 0 | 0 | 0 | 0
3000009319 | Automatic Buret, Clear, 34 518 36 | KTI1 | L400 | PC | 0 | 0 | 0 | 0
3000009320 | Bacto Lactose Broth Dehydrateed | KTI1 | L400 | BT | 0 | 0 | 0 | 0
3000009321 | Barium Chloride Merck 1.01719.0500 | KTI1 | L400 | BT | 0 | 0 | 0 | 0
3000009322 | Beaker Glass, 1000-150 | KTI1 | L400 | PC | 0 | 0 | 0 | 0
3000009323 | Beaker Glass, 1000BK100 | KTI1 | L400 | PC | 0 | 0 | 0 | 0
3000009324 | Beaker Glass, 1000BK1000 | KTI1 | L400 | PC | 6 | 763236 | 0 | 0
3000009325 | Beaker Glass, 1000BK2000 | KTI1 | L400 | PC | 0 | 0 | 0 | 0
3000009326 | Beaker Glass, 1000BK500R | KTI1 | L400 | PC | 0 | 0 | 0 | 0
3000009327 | Beaker with handle, 1000 mL | KTI1 | L400 | PC | 0 | 0 | 0 | 0
3000009328 | Beaker with handle, 2000 mL | KTI1 | L400 | PC | 0 | 0 | 0 | 0
3000009329 | Beaker without handle, 100 mL | KTI1 | L400 | PC | 14 | 461258 | 0 | 0
3000009330 | Beaker, Without Handle, 3573-06 | KTI1 | L400 | PC | 0 | 0 | 0 | 0
3000009331 | Belt Dressing Aervoe A 593 | KTI1 | L400 | CAN | 0 | 0 | 0 | 0
3000009332 | Belt Dressing GL1033 | KTI1 | L400 | CAN | 0 | 0 | 0 | 0
3000009333 | Belt Dressing Non Slip Motto 6060 | KTI1 | L400 | EA | 0 | 0 | 0 | 0
3000009334 | Benchtop drying rack, Bel-Art | KTI1 | L400 | PC | 0 | 0 | 0 | 0
3000009335 | Benzen Merck CR 1783 | KTI1 | L400 | BT | 0 | 0 | 0 | 0
3000009336 | Biomate MBC2881 | KTI1 | L400 | KG | 0 | 0 | 0 | 0
3000009337 | Bleaching 3 Reagent, Hach 14294.49 | KTI1 | L400 | PAC | 0 | 0 | 0 | 0
3000009338 | BOD Bottles, 300 ml | KTI1 | L400 | BT | 0 | 0 | 0 | 0
3000009339 | BOD Cell Test (5 - 3000 mg/lO2) | KTI1 | L400 | PAC | 0 | 0 | 0 | 0
3000009340 | BOD Nutrient Salt Mixture | KTI1 | L400 | BT | 0 | 0 | 0 | 0
3000009341 | BOD Reaction Bottle | KTI1 | L400 | PC | 0 | 0 | 0 | 0
3000009342 | BOD-5 Visocolot Test Kit Photometer PF12 | KTI1 | L400 | PAC | 0 | 0 | 0 | 0
3000009343 | Boric Acid GR For Analysis 1.00165.0500 | KTI1 | L400 | BT | 0 | 0 | 0 | 0
3000009344 | Botol BOD 60ml, Wheaton 02-926-13 | KTI1 | L400 | PC | 0 | 0 | 0 | 0
3000009345 | Botol Plastik Coklat 1000ml, 02-923-5F | KTI1 | L400 | PC | 0 | 0 | 0 | 0
3000009346 | Botol Plastik Coklat 250ml, 02-923-5D | KTI1 | L400 | PC | 0 | 0 | 0 | 0
3000009347 | Botol Plastik Coklat 500ml, 02-923-5E | KTI1 | L400 | PC | 0 | 0 | 0 | 0
3000009348 | Botol Plastik Putih 1000ml, 03-313-11F | KTI1 | L400 | PC | 0 | 0 | 0 | 0
3000009349 | Botol Plastik Putih 250ml, 03-313-11D | KTI1 | L400 | PC | 0 | 0 | 0 | 0
3000009350 | Botol Plastik Putih 500ml, 03-313-11E | KTI1 | L400 | PC | 0 | 0 | 0 | 0
3000009351 | Botol Reagen Mulut Lebar 120ml | KTI1 | L400 | PC | 0 | 0 | 0 | 0
3000009352 | Botol Reagent Plastik Nalgent 250ml | KTI1 | L400 | PC | 0 | 0 | 0 | 0
3000009353 | Botol Reagent Plastik Nalgent 1000ml | KTI1 | L400 | PC | 0 | 0 | 0 | 0
3000009354 | Botol Reagent Plastik Nalgent 500ml | KTI1 | L400 | PC | 0 | 0 | 0 | 0
3000009355 | Botol Sampel 1000ml | KTI1 | L400 | PC | 0 | 0 | 0 | 0
3000009356 | Botol Sampel 100ml | KTI1 | L400 | PC | 0 | 0 | 0 | 0
3000009357 | Botol Sampel 250ml | KTI1 | L400 | PC | 0 | 0 | 0 | 0
3000009358 | Bottle for Automatic Buret Amber 2000 mL | KTI1 | L400 | PC | 0 | 0 | 0 | 0
3000009359 | Bottle for Automatic Buret Clear 2000 mL | KTI1 | L400 | PC | 0 | 0 | 0 | 0
3000009360 | Bottle wide mouth with cock | KTI1 | L400 | PC | 0 | 0 | 0 | 0
3000009361 | Bottles and Jars 125ml, 02-891C | KTI1 | L400 | PC | 0 | 0 | 0 | 0
3000009362 | Bottles, Drop-dispensing, 125ml, 03-006 | KTI1 | L400 | PC | 0 | 0 | 0 | 0
3000009363 | Bottles, Drop-Dispensing, 250ml 03-006-4 | KTI1 | L400 | PC | 0 | 0 | 0 | 0
3000009364 | Bottles, For Ethanol, F116460639 | KTI1 | L400 | BT | 0 | 0 | 0 | 0
3000009365 | Bracket Tabung APAR 4,5 kg | KTI1 | L400 | EA | 0 | 0 | 0 | 0
3000009366 | Bracket Tabung APAR 6 kg | KTI1 | L400 | EA | 0 | 0 | 0 | 0
3000009367 | Brand Glass Imhoff Sediment Cone,1031052 | KTI1 | L400 | PC | 0 | 0 | 0 | 0
3000009368 | Breaker W/Spouts 100ml 2540H | KTI1 | L400 | PAC | 0 | 0 | 0 | 0
3000009369 | Brila Bouillon, Merck 1.05454.0500 | KTI1 | L400 | BT | 0 | 0 | 0 | 0
3000009370 | Brilliant Green 500gr 105454.0500 | KTI1 | L400 | BT | 0 | 0 | 0 | 0
3000009371 | Bromcresol Green Indicator, 1.08121.0025 | KTI1 | L400 | BT | 0 | 0 | 0 | 0
3000009372 | Bromcresol greenMethyl Red Powder Pillow | KTI1 | L400 | PAC | 0 | 0 | 0 | 0
3000009373 | Brusher Tube Nessler, Fisher 03-621A | KTI1 | L400 | PC | 0 | 0 | 0 | 0
3000009374 | Brushes For Test Tubes 03-576 | KTI1 | L400 | PC | 0 | 0 | 0 | 0
3000009375 | Brusine Sulfat J.T.Baker D54503 | KTI1 | L400 | BT | 0 | 0 | 0 | 0
3000009376 | Brust With Extention for Flash | KTI1 | L400 | PC | 0 | 0 | 0 | 0
3000009377 | Bucket PE-HD 5 L, Vitlab | KTI1 | L400 | PC | 0 | 0 | 0 | 0
3000009378 | Buffer Ph 10, Hach | KTI1 | L400 | ML | 0 | 0 | 0 | 0
3000009379 | Buffer pH 10, Merck | KTI1 | L400 | ML | 0 | 0 | 0 | 0
3000009380 | Buffer Ph 4, Hach | KTI1 | L400 | ML | 0 | 0 | 0 | 0
3000009381 | Buffer pH 4, Merck | KTI1 | L400 | ML | 0 | 0 | 0 | 0
3000009382 | Buffer Ph 7 Hach | KTI1 | L400 | ML | 0 | 0 | 0 | 0
3000009383 | Buffer pH 7, Merck | KTI1 | L400 | ML | 0 | 0 | 0 | 0
3000009384 | Buffer Solution Hardness 10.1 | KTI1 | L400 | ML | 0 | 0 | 0 | 0
3000009385 | Buffer Solution pH 10,00, 109409.1000 | KTI1 | L400 | L | 0 | 0 | 0 | 0
3000009386 | Buffer Solution pH 7,00 | KTI1 | L400 | ML | 0 | 0 | 0 | 0
3000009387 | Buret 50 ml | KTI1 | L400 | PC | 0 | 0 | 0 | 0
3000009388 | Buret Brushes, Fisher Brand 03-614 | KTI1 | L400 | PC | 0 | 0 | 0 | 0
3000009389 | Buret Class B, Kimax 03-693C | KTI1 | L400 | PC | 0 | 0 | 0 | 0
3000009390 | Buret manual 25 mL, Normax | KTI1 | L400 | PC | 0 | 0 | 0 | 0
3000009391 | Buret manual 50 mL, Normax | KTI1 | L400 | PC | 0 | 0 | 0 | 0
3000009392 | Buret Manual Class A, 50 ml | KTI1 | L400 | PC | 0 | 0 | 0 | 0
3000009393 | Buret manual, PTFE key, 25 mL | KTI1 | L400 | PC | 0 | 0 | 0 | 0
3000009394 | Buret manual, PTFE key, 50 mL | KTI1 | L400 | PC | 0 | 0 | 0 | 0
3000009395 | Buret Plastik 500ml, VWR Brand 17579-427 | KTI1 | L400 | PC | 0 | 0 | 0 | 0
3000009396 | Buret Plastik Automatic, 500 ml | KTI1 | L400 | PC | 0 | 0 | 0 | 0
3000009397 | C10H14N2Na2O8.2H2O, 108418.0100 | KTI1 | L400 | BT | 0 | 0 | 0 | 0
3000009398 | Cadmium Test | KTI1 | L400 | PAC | 0 | 0 | 0 | 0
3000009399 | Calcium Carbonat, Merck 102066.1000 | KTI1 | L400 | G | 1000 | 2484180 | 0 | 0
3000009400 | Calcium chloride, 1.02378.0500 Merck | KTI1 | L400 | BT | 0 | 0 | 0 | 0
3000009401 | Calcium Hypochlorite, Merck 841799 | KTI1 | L400 | BT | 0 | 0 | 0 | 0
3000009402 | Calcium Indikator Powder Pillow | KTI1 | L400 | PAC | 0 | 0 | 0 | 0
3000009403 | Calibration Kit, 0 to 1000 NTU | KTI1 | L400 | PAC | 0 | 0 | 0 | 0
3000009404 | Calsium Carbonat, Merck 102410.0050 | KTI1 | L400 | G | 0 | 0 | 0 | 0
3000009405 | Calsium Hydroxide 102047.0500 | KTI1 | L400 | BT | 0 | 0 | 0 | 0
3000009406 | Carbon dioxide reagent set | KTI1 | L400 | PAC | 0 | 0 | 0 | 0
3000009407 | Carbon dioxide reagent st for model CA23 | KTI1 | L400 | ML | 0 | 0 | 0 | 0
3000009408 | Cat Nippon Paint, Abu-Abu | KTI1 | L400 | L | 0 | 0 | 0 | 0
3000009409 | Cat Sigma Finishing 3502-00 | KTI1 | L400 | L | 0 | 0 | 0 | 0
3000009410 | Cat Sigma, Coating 2402-00 | KTI1 | L400 | L | 0 | 0 | 0 | 0
3000009411 | Cat Sigma, WL Primer 1401-00 | KTI1 | L400 | L | 0 | 0 | 0 | 0
3000009412 | Cat Simaguard Phenocoat Coating SU 9001 | KTI1 | L400 | L | 0 | 0 | 0 | 0
3000009413 | Cat Simaguard Phenocoat Coating SU 6000 | KTI1 | L400 | L | 0 | 0 | 0 | 0
3000009414 | Cat Simathane HB Finish, SU 1003 | KTI1 | L400 | L | 0 | 0 | 0 | 0
3000009415 | Cat Simathane HB Finish, SU 3000 | KTI1 | L400 | L | 0 | 0 | 0 | 0
3000009416 | Cat Simathane HB Finish, SU 5000 | KTI1 | L400 | L | 0 | 0 | 0 | 0
3000009417 | Cat Simathane HB Finish, SU 6000 | KTI1 | L400 | L | 0 | 0 | 0 | 0
3000009418 | Cat Simathane HB Finish, SU 7000 | KTI1 | L400 | L | 0 | 0 | 0 | 0
3000009419 | Cawan Petri | KTI1 | L400 | PC | 0 | 0 | 0 | 0
3000009420 | Cellulose Nitrate membranes, 7141-114 | KTI1 | L400 | PAC | 0 | 0 | 0 | 0
3000009421 | Centrifuge tube 15 mL, Iwaki | KTI1 | L400 | PC | 0 | 0 | 0 | 0
3000009422 | Centrifuge tube 50 mL, Iwaki | KTI1 | L400 | PC | 0 | 0 | 0 | 0
3000009423 | Chemical Cleaning, A,B,C,D & E | KTI1 | L400 | PAC | 0 | 0 | 0 | 0
3000009424 | Chemical Oxigen Demand (COD), TNT 822 | KTI1 | L400 | PAC | 0 | 0 | 0 | 0
3000009425 | Chloride Orthotoludine Merck 822160.0100 | KTI1 | L400 | BT | 0 | 0 | 0 | 0
3000009426 | Chromate Test | KTI1 | L400 | BT | 0 | 0 | 0 | 0
3000009427 | Chromium, Merck 119779.0500 | KTI1 | L400 | BT | 0 | 0 | 0 | 0
3000009428 | Chromocult, 1.10426.0500 | KTI1 | L400 | G | 0 | 0 | 0 | 0
3000009429 | Cleaner Flach Oxford | KTI1 | L400 | PAI | 0 | 0 | 0 | 0
3000009430 | Cleaner Super TX Oxford | KTI1 | L400 | PAI | 0 | 0 | 0 | 0
3000009431 | Coaltar Wrapping Pipa | KTI1 | L400 | UN | 0 | 0 | 0 | 0
3000009432 | COD Digestion Vial HR plus,pk/150 | KTI1 | L400 | BOX | 0 | 0 | 0 | 0
3000009433 | COD Digestion, High Range Plus, 24159-25 | KTI1 | L400 | PAC | 0 | 0 | 0 | 0
3000009434 | COD for Non-Merck Photometer | KTI1 | L400 | BOX | 0 | 0 | 0 | 0
3000009435 | COD Reagent,TNTplus, LR,25 tests | KTI1 | L400 | PAC | 0 | 0 | 0 | 0
3000009436 | Coliforms & E.Coli, EC | KTI1 | L400 | BT | 0 | 0 | 0 | 0
3000009437 | Color disc chlorine 0-10 mg/L, Hach | KTI1 | L400 | PAC | 0 | 0 | 0 | 0
3000009438 | Color Standard Solution 500 | KTI1 | L400 | BT | 0 | 0 | 0 | 0
3000009439 | Color Viewing Tube, Plastic, With Cap | KTI1 | L400 | PAC | 0 | 0 | 0 | 0
3000009440 | Contact Cleaner, XPro #905 | KTI1 | L400 | CAN | 0 | 0 | 0 | 0
3000009441 | Copper Cell Test, Cat.1.14553.0001 | KTI1 | L400 | BT | 0 | 0 | 0 | 0
3000009442 | Copper, Cat.1.14767.0001 | KTI1 | L400 | BT | 0 | 0 | 0 | 0
3000009443 | Corong Pisah 1L | KTI1 | L400 | PAC | 0 | 0 | 0 | 0
3000009444 | CRM Common Inorganic in Soft Water | KTI1 | L400 | BT | 0 | 0 | 0 | 0
3000009445 | CRM Low Level Metals | KTI1 | L400 | BT | 0 | 0 | 0 | 0
3000009446 | Cromaver 3 Powder Pillows Hach 12066-99 | KTI1 | L400 | PAC | 3 | 5491506 | 0 | 0
3000009447 | Cutting Oil | KTI1 | L400 | EA | 0 | 0 | 0 | 0
3000009448 | Cuver 1, Hach 14188-99 | KTI1 | L400 | PAC | 1 | 1615050 | 0 | 0
3000009449 | Cyanide cuvette test | KTI1 | L400 | PAC | 0 | 0 | 0 | 0
3000009450 | Cyanide, Cat.1.09701.0001 | KTI1 | L400 | PAC | 0 | 0 | 0 | 0
3000009451 | Cyanide, Quantofix | KTI1 | L400 | PAC | 0 | 0 | 0 | 0
3000009452 | Cyaniver 3, Hach 1403969 | KTI1 | L400 | PAC | 1 | 1098900 | 0 | 0
3000009453 | Cyaniver 4, Hach 1404099 | KTI1 | L400 | PAC | 1 | 1098900 | 0 | 0
3000009454 | Cyaniver 5, Hach 1404169 | KTI1 | L400 | PAC | 1 | 1098900 | 0 | 0
3000009455 | Cyclohexanon 100 mL, Hach | KTI1 | L400 | BT | 3 | 1913085 | 0 | 0
3000009456 | Cycloreagent Cyclohexanone 14033-32 | KTI1 | L400 | BT | 0 | 0 | 0 | 0
3000009457 | Cylinder, 2982-100-N | KTI1 | L400 | PC | 0 | 0 | 0 | 0
3000009458 | Cylinder, 3022-100-N | KTI1 | L400 | PC | 0 | 0 | 0 | 0
3000009459 | Cylinder, 3022-250-N | KTI1 | L400 | PC | 0 | 0 | 0 | 0
3000009460 | Cylinder, 3022-25-N | KTI1 | L400 | PC | 5 | 539965 | 0 | 0
3000009461 | Cylinder, 3022-500-N | KTI1 | L400 | PC | 0 | 0 | 0 | 0
3000009462 | Cylinder, 3022-50-N | KTI1 | L400 | PC | 0 | 0 | 0 | 0
3000009463 | Cylinder, F284550000 | KTI1 | L400 | PC | 0 | 0 | 0 | 0
3000009464 | Cylinder, F284570000 | KTI1 | L400 | PC | 0 | 0 | 0 | 0
3000009465 | Cylinders 100ml 85524 | KTI1 | L400 | EA | 0 | 0 | 0 | 0
3000009466 | Cytrate Buffer Powder Pillows, 21076-69 | KTI1 | L400 | PAC | 0 | 0 | 0 | 0
3000009467 | Detergent Reagent, Hach 1008.68 | KTI1 | L400 | PAC | 0 | 0 | 0 | 0
3000009468 | Detergents Test Kit, Model DE-2 | KTI1 | L400 | UN | 0 | 0 | 0 | 0
3000009469 | De-Trust M66 | KTI1 | L400 | PAI | 0 | 0 | 0 | 0
3000009470 | Diphenylcarbazone Reagent Powder Pillow | KTI1 | L400 | PAC | 0 | 0 | 0 | 0
3000009471 | Di-Sodium Hydrogen Phospahate | KTI1 | L400 | BT | 0 | 0 | 0 | 0
3000009472 | Di-Sodium Tetraborate Decahydrate | KTI1 | L400 | BT | 0 | 0 | 0 | 0
3000009473 | Disposable beaker, PP 3014-05 | KTI1 | L400 | PC | 0 | 0 | 0 | 0
3000009474 | Disposable beaker, PP 3014-07 | KTI1 | L400 | PC | 0 | 0 | 0 | 0
3000009475 | Disposable pipette | KTI1 | L400 | PC | 0 | 0 | 0 | 0
3000009476 | Disposable pipette sterile 2 mL, Vitlab | KTI1 | L400 | PC | 0 | 0 | 0 | 0
3000009477 | Dowex Monosphere 550-A | KTI1 | L400 | L | 0 | 0 | 0 | 0
3000009478 | Dowex Monosphere 650C (H) | KTI1 | L400 | BT | 0 | 0 | 0 | 0
3000009479 | DPD Free Chlorine Powder Pillow | KTI1 | L400 | PAC | 0 | 0 | 0 | 0
3000009480 | Dpd Free Chlorine RPP Hach 14070-99 | KTI1 | L400 | PAC | 0 | 0 | 0 | 0
3000009481 | DPD Free Chlorine, 5 mL Sample | KTI1 | L400 | PAC | 0 | 0 | 0 | 0
3000009482 | Drop-Dispensing Bottle W/ Dropper Ctrl | KTI1 | L400 | PC | 0 | 0 | 0 | 0
3000009483 | Dropping bottle, 4121824 | KTI1 | L400 | PC | 0 | 0 | 0 | 0
3000009484 | Dry Chemical Powder, Isi Ulang APAR | KTI1 | L400 | KG | 0 | 0 | 0 | 0
3000009485 | Drying rack PS, Vitlab | KTI1 | L400 | PC | 0 | 0 | 0 | 0
3000009486 | EDTA 0.08 M | KTI1 | L400 | ML | 0 | 0 | 0 | 0
3000009487 | EDTA 0.8 M | KTI1 | L400 | ML | 0 | 0 | 0 | 0
3000009488 | Ekman grab â€“ Ekman dradge sampler | KTI1 | L400 | PC | 0 | 0 | 0 | 0
3000009489 | Electrode Filling Solution | KTI1 | L400 | ML | 0 | 0 | 0 | 0
3000009490 | Elippso Spoon Spatula, Fisher 14-375-56 | KTI1 | L400 | PC | 0 | 0 | 0 | 0
3000009491 | Epoxy Injection GL973 | KTI1 | L400 | KG | 0 | 0 | 0 | 0
3000009492 | Epoxy Thinner GL973 | KTI1 | L400 | L | 0 | 0 | 0 | 0
3000009493 | Erio Chrom Black T, Merck 1.03170.0025 | KTI1 | L400 | BT | 0 | 0 | 0 | 0
3000009494 | Erio Chrom Cyanin 103164.0025 | KTI1 | L400 | BT | 0 | 0 | 0 | 0
3000009495 | Eriochrome Black.T, Merck 1.03170.0025 | KTI1 | L400 | BT | 0 | 0 | 0 | 0
3000009496 | Erlenmeyer 100ml | KTI1 | L400 | PC | 0 | 0 | 0 | 0
3000009497 | Erlenmeyer 125 ml, Kimex 10.091 A | KTI1 | L400 | PC | 0 | 0 | 0 | 0
3000009498 | Erlenmeyer 250 ml, Kimax 10.091 B | KTI1 | L400 | PC | 0 | 0 | 0 | 0
3000009499 | Erlenmeyer 500 ml, Kimax 10.091 C | KTI1 | L400 | PC | 0 | 0 | 0 | 0
3000009500 | Erlenmeyer Flask 100 mL | KTI1 | L400 | PC | 0 | 0 | 0 | 0
3000009501 | Erlenmeyer Ttp. Asah/Fplasks W/Pennyhead | KTI1 | L400 | PC | 0 | 0 | 0 | 0
3000009502 | Erlenmeyer, 4980FK300 | KTI1 | L400 | PC | 0 | 0 | 0 | 0
3000009503 | Erlenmeyer, 4985FK300-28 | KTI1 | L400 | PC | 0 | 0 | 0 | 0
3000009504 | Erlenmeyer, 5021FK250-29 | KTI1 | L400 | PC | 0 | 0 | 0 | 0
3000009505 | Erlenmeyer, 5021FK250-29-B | KTI1 | L400 | PC | 6 | 757781 | 0 | 0
3000009506 | Ethanol Absolute (B3) | KTI1 | L400 | BT | 0 | 0 | 0 | 0
3000009507 | Evaporating Dish, 15 mL | KTI1 | L400 | PC | 0 | 0 | 0 | 0
3000009508 | Ferrous Iron Reagent Powder Pillow | KTI1 | L400 | PAC | 0 | 0 | 0 | 0
3000009509 | Filtering flask, 5340FK1000R | KTI1 | L400 | PC | 4 | 3565600 | 0 | 0
3000009510 | Flask Volumetric, 100 ml | KTI1 | L400 | PC | 0 | 0 | 0 | 0
3000009511 | Flask, volumetic 55645-250 | KTI1 | L400 | PC | 0 | 0 | 0 | 0
3000009512 | Flask, volumetic 5645-100 | KTI1 | L400 | PC | 0 | 0 | 0 | 0
3000009513 | Flask, volumetic 5645-1000 | KTI1 | L400 | PC | 0 | 0 | 0 | 0
3000009514 | Flask, volumetic 5645-2000 | KTI1 | L400 | PC | 0 | 0 | 0 | 0
3000009515 | Flask, volumetic 5645-50 | KTI1 | L400 | PC | 0 | 0 | 0 | 0
3000009516 | Flask, volumetic 5645-500 | KTI1 | L400 | PC | 0 | 0 | 0 | 0
3000009517 | Flasks Serialized and Certified, 10-211C | KTI1 | L400 | PC | 0 | 0 | 0 | 0
3000009518 | Flasks w/ standard taper glass Stoppers | KTI1 | L400 | PC | 0 | 0 | 0 | 0
3000009519 | Fluorida Standard Solution NaF | KTI1 | L400 | ML | 0 | 0 | 0 | 0
3000009520 | Formalin 1.04003.1000 | KTI1 | L400 | BT | 0 | 0 | 0 | 0
3000009521 | Funnel, 6-316-04 | KTI1 | L400 | PC | 0 | 0 | 0 | 0
3000009522 | Gear and Wire Lubricant, EZZER.31 | KTI1 | L400 | CAN | 0 | 0 | 0 | 0
3000009523 | Gelas Sirkulasi Air, Glassware | KTI1 | L400 | PC | 0 | 0 | 0 | 0
3000009524 | Glucose monohydrate, 4074-2CN Merck | KTI1 | L400 | BT | 0 | 0 | 0 | 0
3000009525 | Glutamic acid, 8.16004.0100 Merck | KTI1 | L400 | BT | 0 | 0 | 0 | 0
3000009526 | Griffin beaker PFA 100 mL, Vitlab | KTI1 | L400 | PC | 0 | 0 | 0 | 0
3000009527 | Hand Cleaner Waterless GL 258 | KTI1 | L400 | PAI | 0 | 0 | 0 | 0
3000009528 | Hand Cleaner Waterless Motto 2085 | KTI1 | L400 | EA | 0 | 0 | 0 | 0
3000009529 | Hand Cleaner, Drathon 12 | KTI1 | L400 | PAI | 0 | 0 | 0 | 0
3000009530 | Hardness Indikator Powder Pillow | KTI1 | L400 | PAC | 0 | 0 | 0 | 0
3000009531 | Hardness, CRM Cat.No.693 | KTI1 | L400 | BT | 0 | 0 | 0 | 0
3000009532 | Harlequin Chromogenic Coliform Agar ISO | KTI1 | L400 | BT | 0 | 0 | 0 | 0
3000009533 | Harlequin E.coli/ coliform medium | KTI1 | L400 | BT | 0 | 0 | 0 | 0
3000009534 | Hexamethylenetetramine, 8.18172.0100 | KTI1 | L400 | BT | 0 | 0 | 0 | 0
3000009535 | Hidroxilammonium Chloride 104616.0100 | KTI1 | L400 | BT | 0 | 0 | 0 | 0
3000009536 | High Heat Resistant Coating, 396 | KTI1 | L400 | PAI | 0 | 0 | 0 | 0
3000009537 | Hotplate, CP300 | KTI1 | L400 | PC | 0 | 0 | 0 | 0
3000009538 | Hydrazinium sulfate, 1.04603.0500 | KTI1 | L400 | BT | 0 | 0 | 0 | 0
3000009539 | Hydrochloric Acid 37% (AR) | KTI1 | L400 | BT | 0 | 0 | 0 | 0
3000009540 | Hydrochloric Acid Fuming 37%, JT Baker | KTI1 | L400 | BT | 0 | 0 | 0 | 0
3000009541 | Hydrochloric Acid Fuming 37%, Merck (B3) | KTI1 | L400 | BT | 0 | 0 | 0 | 0
3000009542 | Hydrofluoric Acid 40%, Merck (B3) | KTI1 | L400 | BT | 0 | 0 | 0 | 0
3000009543 | Hydroxilamine, 8.14441.05000 | KTI1 | L400 | BT | 0 | 0 | 0 | 0
3000009544 | Hydroxilyl ammonium chloride | KTI1 | L400 | BT | 0 | 0 | 0 | 0
3000009545 | Hypersperse MSI410 | KTI1 | L400 | KG | 0 | 0 | 0 | 0
3000009546 | IDEXX Colilert (Coliform & E.Coli) | KTI1 | L400 | BT | 0 | 0 | 0 | 0
3000009547 | Indicator Methyl Violet | KTI1 | L400 | BT | 0 | 0 | 0 | 0
3000009548 | Indikator Methyl Merah 106076.0025 | KTI1 | L400 | G | 0 | 0 | 0 | 0
3000009549 | Iron (III) chloride hexahydrate | KTI1 | L400 | BT | 0 | 0 | 0 | 0
3000009550 | Iron II Sulfat Heptahydrate, 103965.0500 | KTI1 | L400 | G | 0 | 0 | 0 | 0
3000009551 | JP- Bottle (Clear) wide mouth | KTI1 | L400 | PC | 0 | 0 | 0 | 0
3000009552 | Kaca Pembesar, Fisher Brand 12-036A | KTI1 | L400 | PC | 0 | 0 | 0 | 0
3000009553 | Kalium Chlorida, Merck 1.04936.0250 | KTI1 | L400 | BT | 0 | 0 | 0 | 0
3000009554 | Kalium Chloride (srm) 0.147 mmhos/cm | KTI1 | L400 | BT | 0 | 0 | 0 | 0
3000009555 | Kalium Chloride (srm) 1.41 mmhos/cm | KTI1 | L400 | BT | 0 | 0 | 0 | 0
3000009556 | Kalium Chloride (srm) 12.8 mmhos/cm | KTI1 | L400 | BT | 0 | 0 | 0 | 0
3000009557 | Kalium Cianid. 1.04967.0250 | KTI1 | L400 | BT | 0 | 0 | 0 | 0
3000009558 | Kalium Kromate, Merck 1.04952.0250 | KTI1 | L400 | BT | 0 | 0 | 0 | 0
3000009559 | Kertas Lakmus, Whatman 09-876-18 | KTI1 | L400 | PC | 0 | 0 | 0 | 0
3000009560 | Kertas Lakmus, Whatman 09-876-8 | KTI1 | L400 | PC | 0 | 0 | 0 | 0
3000009561 | Kertas Saring, 0,45 Micro m, 7184-004 | KTI1 | L400 | PAC | 35 | 71916900 | 0 | 0
3000009562 | Kertas Saring, No ; 40 Cat.No. 1440 125 | KTI1 | L400 | PAC | 0 | 0 | 0 | 0
3000009563 | Kertas Saring, No. 41, 1441-125 | KTI1 | L400 | PAC | 0 | 0 | 0 | 0
3000009564 | Kran (Cock) Botol | KTI1 | L400 | PC | 0 | 0 | 0 | 0
3000009565 | Kurifloat SB | KTI1 | L400 | KG | 0 | 0 | 0 | 0
3000009566 | Kuriverter IK-110IK | KTI1 | L400 | KG | 0 | 0 | 0 | 0
3000009567 | Kuriverter N-195KI | KTI1 | L400 | KG | 0 | 0 | 0 | 0
3000009568 | Laboratory bottle, 21 802 365 | KTI1 | L400 | PC | 0 | 0 | 0 | 0
3000009569 | Labu Ukur Plastik/Polypropylene Flasks | KTI1 | L400 | PC | 0 | 0 | 0 | 0
3000009570 | Lactose Broth 500gr 107661.0500 | KTI1 | L400 | BT | 0 | 0 | 0 | 0
3000009572 | Lead (Pb) TNT Plus | KTI1 | L400 | PAC | 0 | 0 | 0 | 0
3000009573 | Lead Cell Test, Merck 114833 | KTI1 | L400 | PAC | 0 | 0 | 0 | 0
3000009574 | Lead Standard Solution 1000/mg/ L Pb | KTI1 | L400 | BT | 0 | 0 | 0 | 0
3000009575 | Lem PVC, Interplas | KTI1 | L400 | KG | 0 | 0 | 0 | 0
3000009576 | Lid for Bucket 5 L, Vitlab | KTI1 | L400 | PC | 0 | 0 | 0 | 0
3000009577 | Magnesium Chloride Hexahydrate | KTI1 | L400 | BT | 0 | 0 | 0 | 0
3000009578 | Magnesium sulfate heptahydrate | KTI1 | L400 | BT | 0 | 0 | 0 | 0
3000009579 | Magnessium Titriplex 108409.0100 | KTI1 | L400 | G | 0 | 0 | 0 | 0
3000009580 | Magnetic Filter Holder 300 mL | KTI1 | L400 | PC | 0 | 0 | 0 | 0
3000009581 | Magnetic stirring bar octagonal 25mm | KTI1 | L400 | PC | 0 | 0 | 0 | 0
3000009582 | Magnetic stirring bar polygonal 40mm | KTI1 | L400 | PC | 0 | 0 | 0 | 0
3000009583 | Magnetic Stirring Bar, F371100158 | KTI1 | L400 | PC | 10 | 1821244 | 0 | 0
3000009584 | Magnetic Stirring Bar, F371101256 | KTI1 | L400 | PC | 0 | 0 | 0 | 0
3000009585 | Magnetic Stirring Bar, F371200125 | KTI1 | L400 | PC | 0 | 0 | 0 | 0
3000009586 | Magnetic Stirring Bars, 14-512-124 | KTI1 | L400 | PC | 0 | 0 | 0 | 0
3000009587 | Magnetic Stirring Bars, 14-512-125 | KTI1 | L400 | PC | 0 | 0 | 0 | 0
3000009588 | Magnetic Stirring Bars, 14-512-126 | KTI1 | L400 | PC | 0 | 0 | 0 | 0
3000009589 | Magnetic Stirring Bars, 14-512-127 | KTI1 | L400 | PC | 0 | 0 | 0 | 0
3000009590 | Magnetic Stirring Bars, 14-512-128 | KTI1 | L400 | PC | 0 | 0 | 0 | 0
3000009591 | Magnetic Stirrring Bar, F371200050 | KTI1 | L400 | PC | 0 | 0 | 0 | 0
3000009592 | Manganesa Standard, Merck 119789.0500 | KTI1 | L400 | ML | 0 | 0 | 0 | 0
3000009593 | Manganese LR (0,006 to 0,700 mg/L) | KTI1 | L400 | BT | 0 | 0 | 0 | 0
3000009594 | Mercuric Nitrate Titration Catridge | KTI1 | L400 | ML | 0 | 0 | 0 | 0
3000009595 | Mercuric Nitrate Titration Ctrdge.2.256N | KTI1 | L400 | ML | 0 | 0 | 0 | 0
3000009596 | Mercury II Chloride, Merck 1.04419.0250 | KTI1 | L400 | BT | 0 | 0 | 0 | 0
3000009597 | Mercury II Sulfat Merck 1.04480.0050 | KTI1 | L400 | BT | 0 | 0 | 0 | 0
3000009598 | Mercury Merck Iodide II Red GR | KTI1 | L400 | BT | 0 | 0 | 0 | 0
3000009599 | Methenamine Gr for Analysis Merck 104343 | KTI1 | L400 | BT | 0 | 0 | 0 | 0
3000009600 | Methyl Orange, Merck 1.01322.0025 | KTI1 | L400 | BT | 0 | 0 | 0 | 0
3000009601 | Millipak Express 20 Filter (Milli-Q) | KTI1 | L100 | PC | 0 | 0 | 0 | 0
3000009601 | Millipak Express 20 Filter (Milli-Q) | KTI1 | L400 | PC | 0 | 0 | 0 | 0
3000009602 | Milli-Q Direct System | KTI1 | L400 | PC | 0 | 0 | 0 | 0
3000009603 | Molybdate 3 Reagent, 1995-26 | KTI1 | L400 | BT | 0 | 0 | 0 | 0
3000009604 | Murexide Merck Cat:106161.0025 | KTI1 | L400 | BT | 0 | 0 | 0 | 0
3000009605 | Murexide, Merck 106161.0025 | KTI1 | L400 | G | 0 | 0 | 0 | 0
3000009606 | NaCl (Sodium Chloride) | KTI1 | L400 | BT | 0 | 0 | 0 | 0
3000009607 | Naphthaline-3,6-Disulfonic acid | KTI1 | L400 | BT | 0 | 0 | 0 | 0
3000009608 | Natrium Carbonate 106392.1000 | KTI1 | L400 | BT | 0 | 0 | 0 | 0
3000009609 | Natrium Hydrogen Carbonate 106329.0500 | KTI1 | L400 | BT | 0 | 0 | 0 | 0
3000009610 | Natrium Meta Arsenit 348704 | KTI1 | L400 | BT | 0 | 0 | 0 | 0
3000009611 | Natrium Sulfat Bebas Air 106649.05 | KTI1 | L400 | G | 0 | 0 | 0 | 0
3000009612 | Natrium Thyosulfat 106516.0500 | KTI1 | L400 | BT | 0 | 0 | 0 | 0
3000009613 | Neoprene Crucible Holders 24035087 | KTI1 | L400 | BT | 0 | 0 | 0 | 0
3000009614 | Nessler Tube Borosilicate Glass | KTI1 | L400 | PC | 0 | 0 | 0 | 0
3000009615 | N-Ethylene Diammonium Chloride | KTI1 | L400 | BT | 0 | 0 | 0 | 0
3000009616 | Nickel Cell Test, Merck 114554 | KTI1 | L400 | PAC | 0 | 0 | 0 | 0
3000009617 | Nickel Standard Solution 1000 mg/L Ni | KTI1 | L400 | BT | 0 | 0 | 0 | 0
3000009618 | Nitic Acid 65% for Analysis EMSURE | KTI1 | L400 | ML | 0 | 0 | 0 | 0
3000009619 | Nitrat Lead II Merck 107398.0100 | KTI1 | L400 | BT | 0 | 0 | 0 | 0
3000009620 | Nitrate Cell test, Cat.1.14563.0001 | KTI1 | L400 | PAC | 0 | 0 | 0 | 0
3000009621 | Nitrate Standard Solution 119811.0500 | KTI1 | L400 | BT | 0 | 0 | 0 | 0
3000009622 | NitraVer 5 | KTI1 | L400 | PAC | 0 | 0 | 0 | 0
3000009623 | Nitraver 5 for 10 mL sample | KTI1 | L400 | PAC | 0 | 0 | 0 | 0
3000009624 | Nitrit Acid 65% (AR) | KTI1 | L400 | BT | 0 | 0 | 0 | 0
3000009625 | Nitrit Acid 65%, Merck 100456 | KTI1 | L400 | BT | 0 | 0 | 0 | 0
3000009626 | Nitrite Cell Test, Cat.1.14547.0001 | KTI1 | L400 | PAC | 0 | 0 | 0 | 0
3000009627 | Nitrite, Cat.1.14776.0002 | KTI1 | L400 | BT | 0 | 0 | 0 | 0
3000009628 | NitriVer 2 | KTI1 | L400 | PAC | 0 | 0 | 0 | 0
3000009629 | Nitriver 2 for 10 mL sample | KTI1 | L400 | PAC | 0 | 0 | 0 | 0
3000009630 | NitriVer 3 for 10 mL sample, 2107169 | KTI1 | L400 | PAC | 2 | 2479740 | 0 | 0
3000009631 | NitriVer 3, 14065-99 | KTI1 | L400 | PAC | 0 | 0 | 0 | 0
3000009632 | Nitrogen, Ammonia, Methode 10205 | KTI1 | L400 | PAC | 0 | 0 | 0 | 0
3000009633 | Nutrient Agar | KTI1 | L400 | BT | 0 | 0 | 0 | 0
3000009634 | Open Gear Lube "B" Petro Saudi | KTI1 | L400 | PAI | 0 | 0 | 0 | 0
3000009635 | Ortho-Phosphoric Acid 85% GR (B3) | KTI1 | L400 | ML | 0 | 0 | 0 | 0
3000009636 | O-Toluidine GR for Analysis 108310 | KTI1 | L400 | BT | 0 | 0 | 0 | 0
3000009637 | Oxalic acid dyhydrate, 1.00492.1000 | KTI1 | L400 | G | 0 | 0 | 0 | 0
3000009638 | Oxalic Acid Solution For 1000mL=0,005mol | KTI1 | L400 | BT | 0 | 0 | 0 | 0
3000009639 | Oxalic Acid Solution for 1Lt. (B3) | KTI1 | L400 | BT | 2 | 1692815 | 0 | 0
3000009640 | Oxidase strips | KTI1 | L400 | BT | 1 | 1441224 | 0 | 0
3000009641 | Oxide Chlorida Okta Hydrate,1.08917.0100 | KTI1 | L400 | BT | 0 | 0 | 0 | 0
3000009642 | Oxygen Demand, Chemical-Method 10212 | KTI1 | L400 | BT | 0 | 0 | 0 | 0
3000009643 | Paint Stripper Zone 24123 | KTI1 | L400 | PC | 0 | 0 | 0 | 0
3000009644 | Penetrant Multi Purpose Aervo A931 | KTI1 | L400 | CAN | 0 | 0 | 0 | 0
3000009645 | Penetrant Multi Purpose GL1000 | KTI1 | L400 | CAN | 0 | 0 | 0 | 0
3000009646 | Penetrating Oil, 270 | KTI1 | L400 | CAN | 0 | 0 | 0 | 0
3000009647 | Penjepit Cawan (Crucibel Tongs) | KTI1 | L400 | PC | 0 | 0 | 0 | 0
3000009648 | Petri dish 60mm, Normax | KTI1 | L400 | PAC | 0 | 0 | 0 | 0
3000009649 | Petroleum ether | KTI1 | L400 | BT | 0 | 0 | 0 | 0
3000009650 | Phenol Test Kit, HI 3864 | KTI1 | L400 | PAC | 0 | 0 | 0 | 0
3000009651 | Phenol, NanoColor Std Test | KTI1 | L400 | PAC | 0 | 0 | 0 | 0
3000009652 | Phenolphthalein powder pillow | KTI1 | L400 | PAC | 0 | 0 | 0 | 0
3000009653 | Phenols cuvette test | KTI1 | L400 | PC | 0 | 0 | 0 | 0
3000009654 | Phenols Reagent Set (Air Shipment) | KTI1 | L400 | BT | 0 | 0 | 0 | 0
3000009655 | pH-Indicator, 1.09535.0001 | KTI1 | L400 | BT | 0 | 0 | 0 | 0
3000009656 | Phospate Visocolor Eco-Test Kit | KTI1 | L400 | PAC | 0 | 0 | 0 | 0
3000009657 | Phosphate Phos Ver 3 RPP 25ml 212599 | KTI1 | L400 | PAC | 0 | 0 | 0 | 0
3000009658 | Phosphorus, Reactive Test N Tubeâ„¢ Vial | KTI1 | L400 | PAC | 0 | 0 | 0 | 0
3000009659 | Phosphorus, Reactive, Pour-Thru Cell | KTI1 | L400 | PAC | 0 | 0 | 0 | 0
3000009660 | Phosporic acid 85%, 1.00573.1000 | KTI1 | L400 | BT | 0 | 0 | 0 | 0
3000009661 | Phosporus (Total), TNT Reagent Set | KTI1 | L400 | PAC | 0 | 0 | 0 | 0
3000009662 | PhosVer 3 for 10 mL sample, 2106069 | KTI1 | L400 | PAC | 2 | 2422659 | 0 | 0
3000009663 | Photohate (ortho) Cell Test,1.00616-0001 | KTI1 | L400 | PAC | 0 | 0 | 0 | 0
3000009664 | Picnometer, PICNO-M25-C | KTI1 | L400 | PC | 0 | 0 | 0 | 0
3000009665 | Pillow powder Na | KTI1 | L400 | PAC | 0 | 0 | 0 | 0
3000009666 | Pipet Cans Color Coded, VWR Brand | KTI1 | L400 | PAC | 0 | 0 | 0 | 0
3000009667 | Pipet Controller 04-977-155 | KTI1 | L400 | PAC | 0 | 0 | 0 | 0
3000009668 | Pipet Filter 1 - 100ml, 03-692-35 | KTI1 | L400 | PAC | 0 | 0 | 0 | 0
3000009669 | Pipet Mohr, Pipet biara Glass 5 ml | KTI1 | L400 | PAC | 0 | 0 | 0 | 0
3000009670 | Pipet Plastik Steril 2 ml 13-675-3c | KTI1 | L400 | PAC | 0 | 0 | 0 | 0
3000009671 | Pipet, Komagome, K-PIPET5 | KTI1 | L400 | PAC | 0 | 0 | 0 | 0
3000009672 | Pipet, measuring 7000-10-C | KTI1 | L400 | PAC | 10 | 594882 | 0 | 0
3000009673 | Pipet, measuring 7000-1-C | KTI1 | L400 | PAC | 0 | 0 | 0 | 0
3000009674 | Pipet, measuring 7000-20-C | KTI1 | L400 | PAC | 0 | 0 | 0 | 0
3000009675 | Pipet, measuring 7000-25-C | KTI1 | L400 | PAC | 0 | 0 | 0 | 0
3000009676 | Pipet, measuring 7000-2-C | KTI1 | L400 | PAC | 0 | 0 | 0 | 0
3000009677 | Pipet, measuring 7000-5-C | KTI1 | L400 | PAC | 8 | 446620 | 0 | 0
3000009678 | Pipet, volumetric 7100-100-C | KTI1 | L400 | PAC | 0 | 0 | 0 | 0
3000009679 | Pipet, volumetric 7100-10-C | KTI1 | L400 | PAC | 0 | 0 | 0 | 0
3000009680 | Pipet, volumetric 7100-1-C | KTI1 | L400 | PAC | 0 | 0 | 0 | 0
3000009681 | Pipet, volumetric 7100-20-C | KTI1 | L400 | PAC | 5 | 663503 | 0 | 0
3000009682 | Pipet, volumetric 7100-25-C | KTI1 | L400 | PAC | 0 | 0 | 0 | 0
3000009683 | Pipet, volumetric 7100-2-C | KTI1 | L400 | PAC | 0 | 0 | 0 | 0
3000009684 | Pipet, volumetric 7100-5-C | KTI1 | L400 | PAC | 0 | 0 | 0 | 0
3000009685 | Pipette basket PE-HD 648mm, Vitlab | KTI1 | L400 | PAC | 0 | 0 | 0 | 0
3000009686 | Pipette Filler (Universal type), 1081802 | KTI1 | L400 | PAC | 12 | 3064078 | 0 | 0
3000009687 | Pipette filler NR 100 mL, Vitlab | KTI1 | L400 | PAC | 0 | 0 | 0 | 0
3000009688 | Pipette jar PE-HD 503mm, Vitlab | KTI1 | L400 | PAC | 0 | 0 | 0 | 0
3000009689 | Pipette washer PE-HD 734mm, Vitlab | KTI1 | L400 | PAC | 0 | 0 | 0 | 0
3000009690 | Plankton net | KTI1 | L400 | PAC | 0 | 0 | 0 | 0
3000009691 | Platinum Crucible, WXBCR100 | KTI1 | L400 | UN | 0 | 0 | 0 | 0
3000009692 | Polyethylene Dippers, 500 ml, B01264 WA | KTI1 | L400 | PAC | 0 | 0 | 0 | 0
3000009693 | Potasium Hydroxide 8 N | KTI1 | L400 | ML | 0 | 0 | 0 | 0
3000009694 | Potasium Nitrat, 105063.0500 | KTI1 | L400 | BT | 0 | 0 | 0 | 0
3000009695 | Potasium Sulfat / Natrium Sulfat | KTI1 | L400 | G | 0 | 0 | 0 | 0
3000009696 | Potassium Chloride for Analysis EMSURE | KTI1 | L400 | G | 0 | 0 | 0 | 0
3000009697 | Potassium Chloride Solution | KTI1 | L400 | ML | 0 | 0 | 0 | 0
3000009698 | Potassium Chloride Solution 3 mol/l | KTI1 | L400 | BT | 0 | 0 | 0 | 0
3000009699 | Potassium Dichromate 1.04864.0500 | KTI1 | L400 | G | 0 | 0 | 0 | 0
3000009700 | Potassium Dihydrogen Phosphate | KTI1 | L400 | BT | 0 | 0 | 0 | 0
3000009701 | Potassium Hydrogen Phthalate | KTI1 | L400 | G | 0 | 0 | 0 | 0
3000009702 | Potassium Iodate 1.05051.0100 | KTI1 | L400 | BT | 0 | 0 | 0 | 0
3000009703 | Potassium Iodid, Merck 1.05043.0250 | KTI1 | L400 | G | 0 | 0 | 0 | 0
3000009704 | Potassium Permanganat, 1.05082.1000 | KTI1 | L400 | BT | 0 | 0 | 0 | 0
3000009705 | Potassium Permanganate Solution | KTI1 | L400 | BT | 0 | 0 | 0 | 0
3000009706 | Power Belt Dressing, 216 | KTI1 | L400 | CAN | 0 | 0 | 0 | 0
3000009707 | ProCal Primary Calibration Kit | KTI1 | L400 | PAC | 0 | 0 | 0 | 0
3000009708 | Progard T3 Cartridge (Milli-Q), Merck | KTI1 | L100 | PC | 0 | 0 | 0 | 0
3000009708 | Progard T3 Cartridge (Milli-Q), Merck | KTI1 | L400 | PC | 0 | 0 | 0 | 0
3000009709 | ProgardÂ®2, Prog 00002 | KTI1 | L400 | PC | 0 | 0 | 0 | 0
3000009710 | Q-Pak TIX (Milli-Q), Merck | KTI1 | L100 | PC | 0 | 0 | 0 | 0
3000009710 | Q-Pak TIX (Milli-Q), Merck | KTI1 | L400 | PC | 0 | 0 | 0 | 0
3000009711 | Rak Pipet, Fisher 11-474-201 | KTI1 | L400 | PC | 0 | 0 | 0 | 0
3000009712 | Rak Pipet, Fisher 13-713 | KTI1 | L400 | PC | 0 | 0 | 0 | 0
3000009713 | Reagent A & B Phenol Test Kit, HI 3864 | KTI1 | L400 | PAC | 0 | 0 | 0 | 0
3000009714 | Reagent bottle, 41 165 36 | KTI1 | L400 | PC | 0 | 0 | 0 | 0
3000009715 | Reagent Bottles 1000ml, 02-920-1D | KTI1 | L400 | PC | 0 | 0 | 0 | 0
3000009716 | Reagent Bottles 250ml, 02-920-1B | KTI1 | L400 | PC | 0 | 0 | 0 | 0
3000009717 | Reagent Bottles 500ml, 02-920-1C | KTI1 | L400 | PC | 0 | 0 | 0 | 0
3000009718 | Aluver 3 Aluminium Reagent, Hach | KTI1 | L400 | PAC | 1 | 2582137 | 0 | 0
3000009719 | Reagent Spadns Hach 44499 | KTI1 | L400 | PAC | 0 | 0 | 0 | 0
3000009720 | Reagent Sulfide 1 Hach 181632 | KTI1 | L400 | BT | 1 | 754800 | 0 | 0
3000009721 | Reagent Sulfide 2 Hach 181732 | KTI1 | L400 | BT | 0 | 0 | 0 | 0
3000009722 | Refilling APAR Carbon Dioxide (CO2) | KTI1 | L400 | KG | 0 | 0 | 0 | 0
3000009723 | Resin Anion Exchanger Dowex SBR-P | KTI1 | L400 | L | 0 | 0 | 0 | 0
3000009724 | Resin Cation Exchanger Dowex HCR-S | KTI1 | L400 | L | 0 | 0 | 0 | 0
3000009725 | Rotary Pipette Stand Polypropylene & PVC | KTI1 | L400 | PC | 0 | 0 | 0 | 0
3000009726 | Sampling Line for Whirl-PakÂ® Bags | KTI1 | L400 | UN | 0 | 0 | 0 | 0
3000009727 | Sanitization Chlorine Tablet,ZWCL O1F 50 | KTI1 | L400 | PAC | 0 | 0 | 0 | 0
3000009728 | Sedimentation cone SAN, Vitlab | KTI1 | L400 | PC | 0 | 0 | 0 | 0
3000009729 | Sedimentation cone, 37 200 00 | KTI1 | L400 | PC | 0 | 0 | 0 | 0
3000009730 | Sedimentation rack PMMA, Vitlab | KTI1 | L400 | PC | 0 | 0 | 0 | 0
3000009731 | Semen Sika Monotop 121 | KTI1 | L400 | KG | 0 | 0 | 0 | 0
3000009732 | Semen Sika Top 121 (Bonding Agen)/Kg | KTI1 | L400 | KG | 0 | 0 | 0 | 0
3000009733 | Serialized Class A, Mixing Cylinders | KTI1 | L400 | PAC | 0 | 0 | 0 | 0
3000009734 | Serological Pipets, 10 ml | KTI1 | L400 | PC | 0 | 0 | 0 | 0
3000009735 | Serological Pipets, 5 ml | KTI1 | L400 | PC | 0 | 0 | 0 | 0
3000009736 | Serological pipette 2 mL, Iwaki | KTI1 | L400 | PC | 0 | 0 | 0 | 0
3000009737 | Silica (SiO2), CRM Cat.No.785 | KTI1 | L400 | BT | 0 | 0 | 0 | 0
3000009738 | Silica Gel W/Moisture Indikator | KTI1 | L400 | BT | 0 | 0 | 0 | 0
3000009739 | Silica Reagent Set High Range | KTI1 | L400 | PAC | 0 | 0 | 0 | 0
3000009740 | Silica Reagent Set Low Range | KTI1 | L400 | PAC | 0 | 0 | 0 | 0
3000009741 | Silica Standard Solution, 1.70236.0500 | KTI1 | L400 | BT | 0 | 0 | 0 | 0
3000009742 | Silver Nitrate, Supelco (Merck) | KTI1 | L400 | G | 0 | 0 | 0 | 0
3000009743 | Silver Sulfat, Merck 101509.0025 | KTI1 | L400 | G | 0 | 0 | 0 | 0
3000009744 | SMBS Powder, Suez | KTI1 | L400 | KG | 0 | 0 | 0 | 0
3000009745 | Sodium Acetat 3 Hydrate | KTI1 | L400 | BT | 0 | 0 | 0 | 0
3000009746 | Sodium Azide, Merck 106688.0250 | KTI1 | L400 | BT | 0 | 0 | 0 | 0
3000009747 | Sodium Carbonat Anhydrous 99.999Suprapur | KTI1 | L400 | BT | 0 | 0 | 0 | 0
3000009748 | Sodium Carbonate SRM CertilPUR | KTI1 | L400 | G | 0 | 0 | 0 | 0
3000009749 | Sodium Chloride 1.06404.0500 | KTI1 | L400 | G | 0 | 0 | 0 | 0
3000009750 | Sodium Chloride Extrapure 99.99% ACS | KTI1 | L400 | BT | 0 | 0 | 0 | 0
3000009751 | Sodium Chloride Extrapure AR, 99.99% | KTI1 | L400 | KG | 0 | 0 | 0 | 0
3000009752 | Sodium Chloride, Merck 106404 | KTI1 | L400 | BT | 0 | 0 | 0 | 0
3000009753 | Sodium Dodecyl Sulfat, 8.17034.1000 | KTI1 | L400 | BT | 0 | 0 | 0 | 0
3000009754 | Sodium Fluoride GR | KTI1 | L400 | BT | 0 | 0 | 0 | 0
3000009755 | Sodium Hydroxide Pellets GR 106498.0500 | KTI1 | L400 | BT | 0 | 0 | 0 | 0
3000009756 | Sodium Hypochlorite Solution,NaOCL 6-14% | KTI1 | L400 | BT | 0 | 0 | 0 | 0
3000009757 | Sodium Iodide, Merck 106523.0250 | KTI1 | L400 | BT | 0 | 0 | 0 | 0
3000009758 | Sodium Ionic Strenght Adjustor (ISA) | KTI1 | L400 | PAC | 1 | 1070215 | 0 | 0
3000009759 | Sodium Nitrit 106549.0500 | KTI1 | L400 | BT | 0 | 0 | 0 | 0
3000009760 | Sodium Periodate Powder Pillows 21077-69 | KTI1 | L400 | BT | 0 | 0 | 0 | 0
3000009761 | Sodium standard solution 10 mg/L | KTI1 | L400 | BT | 0 | 0 | 0 | 0
3000009762 | Sodium standard solution 100 mg/L | KTI1 | L400 | BT | 0 | 0 | 0 | 0
3000009763 | Sodium standard solution 1000 mg/L | KTI1 | L400 | BT | 0 | 0 | 0 | 0
3000009764 | Sodium Sulfat Anhidrat 1.06649.0500 | KTI1 | L400 | G | 0 | 0 | 0 | 0
3000009765 | Sodium sulfite, 1.06657.0500 Merck | KTI1 | L400 | BT | 0 | 0 | 0 | 0
3000009766 | Sodium Thio Sulfat Merck 106509.0100 | KTI1 | L400 | BT | 0 | 0 | 0 | 0
3000009767 | Chloride Standard Solution, SRM, Merck | KTI1 | L400 | ML | 0 | 0 | 0 | 0
3000009768 | Solution Sulfat Standard 1.19813.0500 | KTI1 | L400 | ML | 0 | 0 | 0 | 0
3000009769 | Solvent Water Soluble Degreasing ND 165 | KTI1 | L400 | L | 0 | 0 | 0 | 0
3000009770 | Spatula spoon PA 180mm, Vitlab | KTI1 | L400 | PC | 0 | 0 | 0 | 0
3000009771 | Spatula W/Spoon, Fisher Brand 1437510 | KTI1 | L400 | PC | 0 | 0 | 0 | 0
3000009772 | Stabilized Formazin Turbidity Standard | KTI1 | L400 | ML | 0 | 0 | 0 | 0
3000009773 | Standar chlorine 100-130 mg/L | KTI1 | L400 | ML | 0 | 0 | 0 | 0
3000009774 | Standar CO2 100 mg/l | KTI1 | L400 | ML | 0 | 0 | 0 | 0
3000009775 | Standar conductivity 1413 us/cm | KTI1 | L400 | ML | 0 | 0 | 0 | 0
3000009776 | Standar Na 100 mg/L | KTI1 | L400 | ML | 0 | 0 | 0 | 0
3000009777 | Standar silika 50 mg/L | KTI1 | L400 | ML | 0 | 0 | 0 | 0
3000009778 | Standar TDS 300 mg/L | KTI1 | L400 | ML | 0 | 0 | 0 | 0
3000009779 | Standar TSS 100 mg/L | KTI1 | L400 | ML | 0 | 0 | 0 | 0
3000009780 | Standar Turbidity 20 NTU | KTI1 | L400 | ML | 0 | 0 | 0 | 0
3000009781 | Standar warna 500 PtCo | KTI1 | L400 | ML | 0 | 0 | 0 | 0
3000009782 | Standard 1000 mg F, 1.19814.0500 | KTI1 | L400 | BT | 0 | 0 | 0 | 0
3000009783 | Standard 1000 mg Fe (besi), 1.19781.0500 | KTI1 | L400 | BT | 0 | 0 | 0 | 0
3000009784 | Stand-Up Thio-BagsÂ® | KTI1 | L400 | UN | 0 | 0 | 0 | 0
3000009785 | Starch Solube GR, 1.01252.0100 | KTI1 | L400 | BT | 0 | 0 | 0 | 0
3000009786 | Statif | KTI1 | L400 | PC | 0 | 0 | 0 | 0
3000009787 | Stirring rod PP, Vitlab | KTI1 | L400 | PC | 0 | 0 | 0 | 0
3000009788 | Storage bottle PE-HD with tap 25 L | KTI1 | L400 | PC | 0 | 0 | 0 | 0
3000009789 | Sulfate standard solution, 1.19813.0500 | KTI1 | L400 | BT | 0 | 0 | 0 | 0
3000009790 | Sulfide TNTplus | KTI1 | L400 | PAC | 0 | 0 | 0 | 0
3000009791 | Sulfuric Acid 95 - 97%, 9681-69.2500 | KTI1 | L400 | BT | 0 | 0 | 0 | 0
3000009792 | Sulfuric Acid 95-97%. 1.00731.2500 (B3) | KTI1 | L400 | BT | 0 | 0 | 0 | 0
3000009793 | Sulphide Nanocolor Stdt Test, 931094 | KTI1 | L400 | PAC | 0 | 0 | 0 | 0
3000009794 | Sulphuric Acid 95 - 97% (AR) | KTI1 | L400 | BT | 0 | 0 | 0 | 0
3000009795 | Superior Cleaning And Degreasing SS 25 | KTI1 | L400 | CAN | 0 | 0 | 0 | 0
3000009796 | Surfactants Cell Test,1.01764.0001 | KTI1 | L400 | PAC | 0 | 0 | 0 | 0
3000009797 | Swing Sampler | KTI1 | L400 | UN | 0 | 0 | 0 | 0
3000009798 | Tabung Pemadam Kebakaran 50Kg | KTI1 | L400 | BT | 0 | 0 | 0 | 0
3000009799 | Tank Level Sensor 60 L (Milli-Q), Merck | KTI1 | L400 | PC | 0 | 0 | 0 | 0
3000009800 | Tap for Storage bottle PP, Vitlab | KTI1 | L400 | PC | 0 | 0 | 0 | 0
3000009801 | Termometer, Ertco 15-059-277 | KTI1 | L400 | PC | 0 | 0 | 0 | 0
3000009802 | Test Kits Phenol, Chemets 13-299-205 | KTI1 | L400 | PAC | 0 | 0 | 0 | 0
3000009803 | Test KitsAmmonia, Chemets 13-299-209 | KTI1 | L400 | PAC | 0 | 0 | 0 | 0
3000009804 | Test Tube Brushes, Fisher Brand 03-572-5 | KTI1 | L400 | PC | 0 | 0 | 0 | 0
3000009805 | Thermo hygrometer 20-90% RH | KTI1 | L400 | UN | 0 | 0 | 0 | 0
3000009806 | Thermometer 0-200Â°C | KTI1 | L400 | PC | 0 | 0 | 0 | 0
3000009807 | Thermometer Armored Glass | KTI1 | L400 | UN | 0 | 0 | 0 | 0
3000009808 | Thermometer, 504A360 IMTJ | KTI1 | L400 | PC | 0 | 0 | 0 | 0
3000009809 | Thinner Epoxy, 44-00 | KTI1 | L400 | L | 0 | 0 | 0 | 0
3000009810 | Thinner Polyurethane, 45-00 | KTI1 | L400 | L | 0 | 0 | 0 | 0
3000009811 | Thinner, Coating 44-00 | KTI1 | L400 | L | 0 | 0 | 0 | 0
3000009812 | Thinner, HB Finishing, 45-00 | KTI1 | L400 | L | 0 | 0 | 0 | 0
3000009813 | Titriplex III GR for Analysis | KTI1 | L400 | G | 0 | 0 | 0 | 0
3000009814 | Titriplex III Solution for 1000 mL | KTI1 | L400 | BT | 3 | 1458207 | 0 | 0
3000009815 | Titriplex III Solution, Merck 109992 | KTI1 | L400 | BT | 0 | 0 | 0 | 0
3000009816 | Titriplex IV, Merck 1.08424.0025 | KTI1 | L400 | BT | 0 | 0 | 0 | 0
3000009817 | Titrisol Standard Solution Fluoride | KTI1 | L400 | BT | 0 | 0 | 0 | 0
3000009818 | TNT831 Ammonia LR, Hach | KTI1 | L400 | BOX | 2 | 4023682 | 0 | 0
3000009819 | Triptic Soy Agar (TSA) | KTI1 | L400 | BT | 0 | 0 | 0 | 0
3000009820 | Tryptose Broth 500gr 110676.0500 | KTI1 | L400 | BT | 0 | 0 | 0 | 0
3000009821 | Turbidimeter 0 - 1000NTU, 15-393-80 | KTI1 | L400 | BT | 0 | 0 | 0 | 0
3000009822 | Turbidity, CRM Cat.No.699 | KTI1 | L400 | BT | 0 | 0 | 0 | 0
3000009823 | Tymol Blue, Merck 108176.0005 | KTI1 | L400 | BT | 0 | 0 | 0 | 0
3000009824 | UV Lamp For MQ (Milli-Q), Merck | KTI1 | L100 | PC | 0 | 0 | 0 | 0
3000009824 | UV Lamp For MQ (Milli-Q), Merck | KTI1 | L400 | PC | 0 | 0 | 0 | 0
3000009825 | Vacuum Dessicator Glass | KTI1 | L400 | PC | 0 | 0 | 0 | 0
3000009826 | Varispenser Top Buret, 4965 000.025 | KTI1 | L400 | SET | 0 | 0 | 0 | 0
3000009827 | Vent Filter MPK02 (Milli-Q), Merck | KTI1 | L100 | PC | 0 | 0 | 0 | 0
3000009827 | Vent Filter MPK02 (Milli-Q), Merck | KTI1 | L400 | PC | 0 | 0 | 0 | 0
3000009828 | Volumetric Pipet 10 ml, 7100-10-C | KTI1 | L400 | PC | 0 | 0 | 0 | 0
3000009829 | Volumetric Pipet 2 ml, 7100-2-C | KTI1 | L400 | PC | 0 | 0 | 0 | 0
3000009830 | Volumetric Pipets Class A, 10 ml | KTI1 | L400 | PC | 0 | 0 | 0 | 0
3000009831 | Volumetric Pipets Class A, 5 ml | KTI1 | L400 | PC | 0 | 0 | 0 | 0
3000009832 | Volumetric Pipets Class A, 50 ml | KTI1 | L400 | PC | 0 | 0 | 0 | 0
3000009833 | Wash Bottle blue PE-LD/PP 500 mL, Vitlab | KTI1 | L400 | PC | 0 | 0 | 0 | 0
3000009834 | Wash Bottle green PE-LD/PP 500 mL | KTI1 | L400 | PC | 0 | 0 | 0 | 0
3000009835 | Wash Bottle, 3022-02 | KTI1 | L400 | EA | 10 | 787067 | 0 | 0
3000009836 | Weilux Premium Heavy Duty Super Proofing | KTI1 | L400 | L | 0 | 0 | 0 | 0
3000009837 | Whirl-Pak Stand up Bags capacity 2041 mL | KTI1 | L400 | BOX | 2 | 10521801 | 0 | 0
3000009838 | Whirl-Pak Stand up Bags, capacity 532 mL | KTI1 | L400 | BOX | 2 | 7919295 | 0 | 0
3000009839 | Xylenol Orange | KTI1 | L400 | G | 0 | 0 | 0 | 0
3000009840 | Zinc Cell Test, cat.1.14566.0001 | KTI1 | L400 | PAC | 0 | 0 | 0 | 0
3000009841 | Zinc Chloride, Supelco (Merck) | KTI1 | L400 | BT | 0 | 0 | 0 | 0
3000009842 | Zinc Granular Gr for Analysis | KTI1 | L400 | BT | 0 | 0 | 0 | 0
3000009843 | Zinc Sulfat Solution, 109991.0001 | KTI1 | L400 | BT | 0 | 0 | 0 | 0
3000009844 | Zinc Sulfate Heptahydrate, 1.08883.0500 | KTI1 | L400 | BT | 0 | 0 | 0 | 0
3000009845 | Zincover 5Zinc Reagent, Hach 14032.68 | KTI1 | L400 | PAC | 9 | 5810350 | 0 | 0
3000009848 | DPD Free Chlorine Powder Pillows. 10 mL | KTI1 | L400 | PAC | 3 | 1963535 | 0 | 0
3000009851 | Ammonium Acetate, Supelco (Merck) | KTI1 | L400 | G | 0 | 0 | 0 | 0
3000009852 | Acetic Acid 96% 100062.1000 | KTI1 | L400 | L | 0 | 0 | 0 | 0
3000009853 | Iron Standard Solution,SRM, Merck | KTI1 | L400 | ML | 0 | 0 | 0 | 0
3000009854 | ROProtect C Qty 48 (Milli-Q), Merck | KTI1 | L100 | UN | 0 | 0 | 0 | 0
3000009855 | Asam Sulfat (H2SO4) BB-98 | KTI1 | L300 | KG | 20000 | 40000435 | 0 | 0
3000009855 | Asam Sulfat (H2SO4) BB-98 | KTI1 | L400 | KG | 0 | 0 | 0 | 0
3000009856 | Alumina Hydrate Basah | KTI1 | L300 | KG | 12516 | 29187312 | 0 | 0
3000009856 | Alumina Hydrate Basah | KTI1 | L400 | KG | 0 | 0 | 0 | 0
3000009858 | Aluminium Sulfat Butir Halus | KTI1 | L1C4 | KG | 0 | 0 | 0 | 0
3000009858 | Aluminium Sulfat Butir Halus | KTI1 | L300 | KG | 136150 | 533773526 | 0 | 0
3000009858 | Aluminium Sulfat Butir Halus | KTI1 | L400 | KG | 0 | 0 | 0 | 0
3000009858 | Aluminium Sulfat Butir Halus | KTI1 | L600 | KG | 11650 | 45673607 | 0 | 0
3000009859 | Kianchem, Floc KL | KTI1 | L400 | KG | 0 | 0 | 0 | 0
3000009860 | NGR - 200 | KTI1 | L400 | KG | 0 | 0 | 0 | 0
3000009860 | NGR - 200 | KTI1 | L600 | KG | 0 | 0 | 0 | 0
3000009861 | Lime Hydrate | KTI1 | L300 | KG | 0 | 0 | 0 | 0
3000009861 | Lime Hydrate | KTI1 | L400 | KG | 0 | 0 | 0 | 0
3000009861 | Lime Hydrate | KTI1 | L600 | KG | 4770 | 10589400 | 0 | 0
3000009862 | Lime Milk | KTI1 | L300 | KG | 15163 | 5890825 | 0 | 0
3000009862 | Lime Milk | KTI1 | L400 | KG | 0 | 0 | 0 | 0
3000009862 | Lime Milk | KTI1 | L800 | KG | 0 | 0 | 0 | 0
3000009863 | Chlorine Liquid Gas | KTI1 | L300 | KG | 15759 | 221595465 | 0 | 0
3000009863 | Chlorine Liquid Gas | KTI1 | L400 | KG | 0 | 0 | 0 | 0
3000009864 | DG20366 | KTI1 | L400 | KG | 0 | 0 | 0 | 0
3000009865 | NaOH (Liquid) 48% | KTI1 | L400 | KG | 0 | 0 | 0 | 0
3000009866 | Kianchem, MC-03 RA | KTI1 | L1G5 | KG | 0 | 0 | 0 | 0
3000009866 | Kianchem, MC-03 RA | KTI1 | L300 | KG | 8211 | 61247490 | 0 | 0
3000009866 | Kianchem, MC-03 RA | KTI1 | L400 | KG | 0 | 0 | 0 | 0
3000009867 | Sodium Hypochlorite (NaClO) | KTI1 | L300 | KG | 4186 | 7426597 | 0 | 0
3000009867 | Sodium Hypochlorite (NaClO) | KTI1 | L400 | KG | 0 | 0 | 0 | 0
3000009867 | Sodium Hypochlorite (NaClO) | KTI1 | L600 | KG | 6409 | 11370536 | 0 | 0
3000009867 | Sodium Hypochlorite (NaClO) | KTI1 | L610 | KG | 2939 | 5214231 | 0 | 0
3000009867 | Sodium Hypochlorite (NaClO) | KTI1 | L700 | KG | 0 | 0 | 0 | 0
3000009868 | Polymer Anionic | KTI1 | L400 | KG | 0 | 0 | 0 | 0
3000010319 | Zirconium-MERCK | KTI1 | L400 | BT | 2 | 7186117 | 0 | 0
3000010572 | Culti-loops ATCC 25922 | KTI1 | L400 | PAC | 0 | 0 | 0 | 0
3000010573 | Culti-loops ATCC 13048 | KTI1 | L400 | PAC | 0 | 0 | 0 | 0
3000010574 | Culti-loops ATCC 8090 | KTI1 | L400 | PAC | 0 | 0 | 0 | 0
3000010575 | Culti-loops ATCC 19433 | KTI1 | L400 | PAC | 0 | 0 | 0 | 0
3000010576 | Culti-loops TCC 10145 | KTI1 | L400 | PAC | 0 | 0 | 0 | 0
3000012479 | Chromogenic Coliform, Thermo Scientific | KTI1 | L400 | BT | 0 | 0 | 0 | 0
3000012480 | Nutrient Agar - Oxoid, Thermo Scientific | KTI1 | L400 | BT | 0 | 0 | 0 | 0
3000012506 | Tryptone Soya Broth - Oxoid Thermo Scien | KTI1 | L400 | BT | 0 | 0 | 0 | 0
3000012515 | Sodium Chloride Peptone,Thermoscientific | KTI1 | L400 | BT | 0 | 0 | 0 | 0
3000012516 | Tube Rack for 5 ml 15 ml, Eppendorf | KTI1 | L400 | PAC | 0 | 0 | 0 | 0
3000012517 | Conical Tube 15 mL, Eppendorf | KTI1 | L400 | PAC | 0 | 0 | 0 | 0
3000012518 | Conical Tube 5 mL, Eppendorf | KTI1 | L400 | PAC | 0 | 0 | 0 | 0
3000012519 | Combitips advanced 10 mL, Eppendorf | KTI1 | L400 | PAC | 0 | 0 | 0 | 0
3000012520 | Sterile combitips adv. 1,0 mL, Eppendorf | KTI1 | L400 | PAC | 0 | 0 | 0 | 0
3000012521 | Sterile combitips adv. 10 mL, Eppendorf | KTI1 | L400 | PAC | 0 | 0 | 0 | 0
3000012522 | Yeast Eks Agar - Oxoid,Thermo Scientific | KTI1 | L400 | BT | 0 | 0 | 0 | 0
3000012523 | Sterikon Plus Bioindicator, Merck | KTI1 | L400 | PAC | 1 | 1445986 | 0 | 0
3000012568 | Combitip Rack, Eppendorf | KTI1 | L400 | BOX | 0 | 0 | 0 | 0
3000012569 | Combitips advanced 0.1 mL, Eppendorf | KTI1 | L400 | BOX | 0 | 0 | 0 | 0
3000012570 | Combitips advanced 0.2 mL, Eppendorf | KTI1 | L400 | BOX | 0 | 0 | 0 | 0
3000012571 | Combitips advanced 0.5 mL, Eppendorf | KTI1 | L400 | BOX | 0 | 0 | 0 | 0
3000012572 | Combitips advanced 1.0 mL, Eppendorf | KTI1 | L400 | BOX | 0 | 0 | 0 | 0
3000012573 | Combitips advanced 5.0 mL, Eppendorf | KTI1 | L400 | BOX | 0 | 0 | 0 | 0
3000012809 | pH Electrode Inlab Expert Pro-ISM | KTI1 | L400 | PC | 0 | 0 | 0 | 0
3000012811 | Turbidity Calibration Set 600052, WTW | KTI1 | L400 | PAC | 0 | 0 | 0 | 0
3000012812 | Stablcal Turbidity Standard Calibration | KTI1 | L400 | PAC | 0 | 0 | 0 | 0
3000013043 | Ammonia solution 25%, smartlab | KTI1 | L400 | BT | 0 | 0 | 0 | 0
3000013044 | Benzene, smartlab | KTI1 | L400 | BT | 0 | 0 | 0 | 0
3000013046 | Sample cell 10 mL (Cuvvette), Hach | KTI1 | L400 | PAC | 0 | 0 | 0 | 0
3000013047 | Sample cell 25 mL (Cuvvette), Hach | KTI1 | L400 | PAC | 0 | 0 | 0 | 0
3000013083 | Imhoff cone support stand, Hach | KTI1 | L400 | PAC | 0 | 0 | 0 | 0
3000013084 | Filter holder, magnetic, Hach | KTI1 | L400 | PAC | 0 | 0 | 0 | 0
3000013085 | Stopper, Rubber, size 7 - Hach | KTI1 | L400 | PAC | 0 | 0 | 0 | 0
3000013086 | Filtering Flask 500 mL - Hach | KTI1 | L400 | PAC | 0 | 0 | 0 | 0
3000013087 | Imhoff cone polycarbonate 1L, Hach | KTI1 | L400 | PAC | 0 | 0 | 0 | 0
3000013545 | Validation filter kit for Spectrophotome | KTI1 | L400 | PAC | 0 | 0 | 0 | 0
3000013867 | Oli Trafo Diala | KTI1 | L900 | L | 0 | 0 | 0 | 0
3000014605 | Laboratory bottle 1000 mL, Normax | KTI1 | L400 | PC | 6 | 993905 | 0 | 0
3000014608 | Erlenmeyer 500 mL, Iwaki | KTI1 | L400 | PC | 2 | 168396 | 0 | 0
3000014609 | Beaker 500 mL Low Form, Iwaki | KTI1 | L400 | PC | 9 | 625993 | 0 | 0
3000014610 | Beaker 500 mL Conical, Iwaki | KTI1 | L400 | PC | 0 | 0 | 0 | 0
3000014613 | Reagent Bottle 500 mL amber, Normax | KTI1 | L400 | PC | 5 | 1967669 | 0 | 0
3000014614 | Reagent Bottle 500 mL clear, Normax | KTI1 | L400 | PC | 5 | 1308729 | 0 | 0
3000014615 | Petri Dish 90 mm, Normax | KTI1 | L400 | PC | 20 | 604040 | 0 | 0
3000014816 | Purification kit IPAK Meta & Quanta | KTI1 | L400 | UN | 1 | 18459300 | 0 | 0
3000014817 | Millipak 0,22 um Filter | KTI1 | L400 | UN | 1 | 4334550 | 0 | 0
3000014818 | Milli-Q EQ7 UV lamp | KTI1 | L400 | UN | 1 | 11860350 | 0 | 0
5012000002 | Accelator Level Vega 215A | KTI1 | L500 | EA | 2 | 2 | 0 | 0
5012000003 | Accumulator Hydro | KTI1 | L500 | EA | 1 | 1 | 0 | 0
5012000004 | Actuator Electric | KTI1 | L500 | UN | 1 | 1 | 0 | 0
5012000005 | Adaptor DN 20 | KTI1 | L500 | EA | 10 | 10 | 0 | 0
5012000006 | Adaptor DN 65 2,5" | KTI1 | L500 | EA | 1 | 1 | 0 | 0
5012000007 | Adaptor JR | KTI1 | L500 | EA | 2 | 2 | 0 | 0
5012000008 | Adaptor Listrik DC 1,5V - 12V | KTI1 | L500 | EA | 1 | 1 | 0 | 0
5012000009 | Adaptor NW 20 | KTI1 | L500 | EA | 16 | 16 | 0 | 0
5012000010 | Adaptor NW 25 | KTI1 | L500 | EA | 8 | 8 | 0 | 0
5012000011 | Air Filter | KTI1 | L500 | EA | 16 | 16 | 0 | 0
5012000012 | Alarm U23302 A20 H | KTI1 | L500 | EA | 2 | 2 | 0 | 0
5012000013 | Aluminate | KTI1 | L500 | PAI | 1 | 1 | 0 | 0
5012000014 | Ampere Meter 1500/5 Kilo | KTI1 | L500 | EA | 2 | 2 | 0 | 0
5012000015 | Ampere Meter 5A 1000 | KTI1 | L500 | EA | 3 | 3 | 0 | 0
5012000016 | Ampere Meter HBO-100 | KTI1 | L500 | EA | 1 | 1 | 0 | 0
5012000017 | Ampere Meter Panel 0-300A | KTI1 | L500 | EA | 4 | 4 | 0 | 0
5012000018 | Anoda Zinc KS81 2WB | KTI1 | L500 | EA | 9 | 9 | 0 | 0
5012000019 | Auxiliary Contact 3TW 2901 962 | KTI1 | L500 | EA | 13 | 13 | 0 | 0
5012000020 | Auxiliary Contact 3TY 1301 OJ | KTI1 | L500 | EA | 10 | 10 | 0 | 0
5012000021 | Auxiliary Contact 3TY 6341 OA | KTI1 | L500 | EA | 9 | 9 | 0 | 0
5012000022 | Auxiliary Contact Siemens | KTI1 | L500 | EA | 2 | 2 | 0 | 0
5012000023 | Auxiliary Switch for Circuit Breaker 247 | KTI1 | L500 | EA | 4 | 4 | 0 | 0
5012000024 | Auxiliary Switch Vegasel 441 | KTI1 | L500 | EA | 3 | 3 | 0 | 0
5012000025 | Ballast Mercury | KTI1 | L500 | EA | 3 | 3 | 0 | 0
5012000026 | Band It Toal | KTI1 | L500 | EA | 2 | 2 | 0 | 0
5012000027 | Battery Recharge | KTI1 | L500 | EA | 1 | 1 | 0 | 0
5012000028 | Baud Fisher/Paku Ulir M10 | KTI1 | L500 | EA | 20 | 20 | 0 | 0
5012000029 | Baud M12 mm | KTI1 | L500 | EA | 157 | 157 | 0 | 0
5012000030 | Baud M16 x 10 mm | KTI1 | L500 | EA | 6 | 6 | 0 | 0
5012000031 | Baud M18 x 70 mm | KTI1 | L500 | EA | 51 | 51 | 0 | 0
5012000032 | Baud M22 x 75 mm | KTI1 | L500 | EA | 24 | 24 | 0 | 0
5012000033 | Baud M24 | KTI1 | L500 | EA | 1 | 1 | 0 | 0
5012000034 | Baud M26 x 40 mm | KTI1 | L500 | EA | 1 | 1 | 0 | 0
5012000035 | Baud M28 mm | KTI1 | L500 | EA | 2 | 2 | 0 | 0
5012000036 | Baud M30 x 100 mm | KTI1 | L500 | EA | 12 | 12 | 0 | 0
5012000037 | Baud M30 x 90 | KTI1 | L500 | EA | 131 | 131 | 0 | 0
5012000038 | Baud M32 mm | KTI1 | L500 | EA | 14 | 14 | 0 | 0
5012000039 | Baud M4 | KTI1 | L500 | EA | 38 | 38 | 0 | 0
5012000040 | Baud M8 x 60 mm | KTI1 | L500 | EA | 22 | 22 | 0 | 0
5012000041 | Baud Mur M32 x 140 Coumplit | KTI1 | L500 | EA | 2 | 2 | 0 | 0
5012000042 | Baud Segel | KTI1 | L500 | EA | 28 | 28 | 0 | 0
5012000043 | Bearing 205 FAG | KTI1 | L500 | EA | 3 | 3 | 0 | 0
5012000044 | Bearing 21311 E FAG | KTI1 | L500 | EA | 10 | 10 | 0 | 0
5012000045 | Bearing 21312 SKF | KTI1 | L500 | EA | 1 | 1 | 0 | 0
5012000046 | Bearing 214 C3 FAG | KTI1 | L500 | EA | 1 | 1 | 0 | 0
5012000047 | Bearing 216 E FAG | KTI1 | L500 | EA | 6 | 6 | 0 | 0
5012000048 | Bearing 2212 TV | KTI1 | L500 | EA | 4 | 4 | 0 | 0
5012000049 | Bearing 222 C3 FAG | KTI1 | L500 | EA | 1 | 1 | 0 | 0
5012000050 | Bearing 22312 SKF | KTI1 | L500 | EA | 1 | 1 | 0 | 0
5012000051 | Bearing 22314 SKF | KTI1 | L500 | EA | 7 | 7 | 0 | 0
5012000052 | Bearing 2308 SKF | KTI1 | L500 | EA | 6 | 6 | 0 | 0
5012000053 | Bearing 2314 FAG | KTI1 | L500 | EA | 8 | 8 | 0 | 0
5012000054 | Bearing 2320 M FAG | KTI1 | L500 | EA | 10 | 10 | 0 | 0
5012000055 | Bearing 2NU 19 SKF | KTI1 | L500 | EA | 1 | 1 | 0 | 0
5012000056 | Bearing 30308 FAG | KTI1 | L500 | EA | 1 | 1 | 0 | 0
5012000057 | Bearing 30315 FAG | KTI1 | L500 | EA | 4 | 4 | 0 | 0
5012000058 | Bearing 30319 SKF | KTI1 | L500 | EA | 3 | 3 | 0 | 0
5012000059 | Bearing 305 FAG | KTI1 | L500 | EA | 1 | 1 | 0 | 0
5012000060 | Bearing 312 E FAG | KTI1 | L500 | EA | 5 | 5 | 0 | 0
5012000061 | Bearing 3148 FAG | KTI1 | L500 | EA | 8 | 8 | 0 | 0
5012000062 | Bearing 3212 SKF | KTI1 | L500 | EA | 1 | 1 | 0 | 0
5012000063 | Bearing 32210 SKF | KTI1 | L500 | EA | 2 | 2 | 0 | 0
5012000064 | Bearing 32214 SKF | KTI1 | L500 | EA | 4 | 4 | 0 | 0
5012000065 | Bearing 32218 G2 SKF | KTI1 | L500 | EA | 3 | 3 | 0 | 0
5012000066 | Bearing 32222 SKF | KTI1 | L500 | EA | 2 | 2 | 0 | 0
5012000067 | Bearing 32312 SKF | KTI1 | L500 | EA | 2 | 2 | 0 | 0
5012000068 | Bearing 3303 NTN | KTI1 | L500 | EA | 2 | 2 | 0 | 0
5012000069 | Bearing 4206 SKF | KTI1 | L500 | EA | 3 | 3 | 0 | 0
5012000070 | Bearing 4307 ATN9 SKF | KTI1 | L500 | EA | 3 | 3 | 0 | 0
5012000071 | Bearing 502 PM | KTI1 | L500 | EA | 2 | 2 | 0 | 0
5012000072 | Bearing 51108 FAG | KTI1 | L500 | EA | 1 | 1 | 0 | 0
5012000073 | Bearing 51116 FAG | KTI1 | L500 | EA | 20 | 20 | 0 | 0
5012000074 | Bearing 51209 SKF | KTI1 | L500 | EA | 6 | 6 | 0 | 0
5012000075 | Bearing 6006 SKF | KTI1 | L500 | EA | 3 | 308551 | 0 | 0
5012000076 | Bearing 6008 FAG | KTI1 | L500 | EA | 6 | 6 | 0 | 0
5012000077 | Bearing 6010 FAG | KTI1 | L500 | EA | 4 | 4 | 0 | 0
5012000078 | Bearing 6011 2ZR FAG | KTI1 | L500 | EA | 17 | 17 | 0 | 0
5012000079 | Bearing 6017 FAG | KTI1 | L500 | EA | 2 | 2 | 0 | 0
5012000080 | Bearing 6022 SKF | KTI1 | L500 | EA | 2 | 2 | 0 | 0
5012000081 | Bearing 6203 FAG | KTI1 | L500 | EA | 5 | 5 | 0 | 0
5012000082 | Bearing 6207 SKF | KTI1 | L500 | EA | 0 | 0 | 0 | 0
5012000083 | Bearing 6211 SKF | KTI1 | L500 | EA | 3 | 3 | 0 | 0
5012000084 | Bearing 6212 FAG | KTI1 | L500 | EA | 1 | 1 | 0 | 0
5012000085 | Bearing 6214 CH3 FAG | KTI1 | L500 | EA | 4 | 4 | 0 | 0
5012000086 | Bearing 6218 SKF | KTI1 | L500 | EA | 3 | 3 | 0 | 0
5012000087 | Bearing 6219 SKF / NTN | KTI1 | L500 | EA | 5 | 5 | 0 | 0
5012000088 | Bearing 6221 FAG | KTI1 | L500 | EA | 1 | 1 | 0 | 0
5012000089 | Bearing 6224 FAG | KTI1 | L500 | EA | 2 | 2 | 0 | 0
5012000090 | Bearing 6226 SKF | KTI1 | L500 | EA | 1 | 1 | 0 | 0
5012000091 | Bearing 6228 SKF | KTI1 | L500 | EA | 2 | 2 | 0 | 0
5012000092 | Bearing 6303 FAG | KTI1 | L500 | EA | 4 | 4 | 0 | 0
5012000093 | Bearing 6307 FAG | KTI1 | L500 | EA | 2 | 2 | 0 | 0
5012000094 | Bearing 6308 FAG | KTI1 | L500 | EA | 2 | 2 | 0 | 0
5012000095 | Bearing 6309 NTN | KTI1 | L500 | EA | 1 | 1 | 0 | 0
5012000096 | Bearing 6311 SKF | KTI1 | L500 | EA | 8 | 8 | 0 | 0
5012000097 | Bearing 6314 FAG | KTI1 | L500 | EA | 2 | 2 | 0 | 0
5012000098 | Bearing 6314 SKF | KTI1 | L500 | EA | 2 | 2 | 0 | 0
5012000099 | Bearing 6316 NTN | KTI1 | L500 | EA | 2 | 2 | 0 | 0
5012000100 | Bearing 6318 SKF | KTI1 | L500 | EA | 2 | 2 | 0 | 0
5012000101 | Bearing 6320 FAG | KTI1 | L500 | EA | 6 | 6 | 0 | 0
5012000102 | Bearing 6322 SKF | KTI1 | L500 | EA | 3 | 3 | 0 | 0
5012000103 | Bearing 6403 FAG | KTI1 | L500 | EA | 4 | 4 | 0 | 0
5012000104 | Bearing 6405 FAG | KTI1 | L500 | EA | 6 | 6 | 0 | 0
5012000105 | Bearing 7208 FAG | KTI1 | L500 | EA | 8 | 8 | 0 | 0
5012000106 | Bearing 7315 B FAG | KTI1 | L500 | EA | 2 | 2 | 0 | 0
5012000107 | Bearing 732 CB | KTI1 | L500 | EA | 2 | 2 | 0 | 0
5012000108 | Bearing Casing PN 361 | KTI1 | L500 | EA | 2 | 2 | 0 | 0
5012000109 | Bearing FAG 6330 | KTI1 | L500 | EA | 1 | 1 | 0 | 0
5012000110 | Bearing FAG, NU 216 | KTI1 | L500 | EA | 1 | 1 | 0 | 0
5012000111 | Bearing NA 6919 FAG | KTI1 | L500 | EA | 4 | 4 | 0 | 0
5012000112 | Bearing NU 219 SKF | KTI1 | L500 | EA | 3 | 3 | 0 | 0
5012000113 | Bearing NU 228 SKF | KTI1 | L500 | EA | 2 | 2 | 0 | 0
5012000114 | Bearing NU 305 E | KTI1 | L500 | EA | 1 | 1 | 0 | 0
5012000115 | Bearing NU 306 FAG | KTI1 | L500 | EA | 1 | 1 | 0 | 0
5012000116 | Bearing NU 306 SKF | KTI1 | L500 | EA | 1 | 1 | 0 | 0
5012000117 | Bearing NU 319 SKF | KTI1 | L500 | EA | 0 | 0 | 0 | 0
5012000118 | Bearing NU 408 FAG | KTI1 | L500 | EA | 3 | 3 | 0 | 0
5012000119 | Bearing Plate Motor Electro | KTI1 | L500 | EA | 1 | 1 | 0 | 0
5012000120 | Bearing Roller SKF 30315UH | KTI1 | L500 | EA | 1 | 1 | 0 | 0
5012000121 | Bearing SKF 2130 LCC | KTI1 | L500 | EA | 8 | 8 | 0 | 0
5012000122 | Bearing SKF 3307A | KTI1 | L500 | EA | 1 | 1 | 0 | 0
5012000123 | Bearing Suction | KTI1 | L500 | EA | 1 | 1 | 0 | 0
5012000124 | Bearing Suction 3831 938 | KTI1 | L500 | EA | 1 | 1 | 0 | 0
5012000125 | Bearing Suction 3836 936 | KTI1 | L500 | EA | 3 | 3 | 0 | 0
5012000126 | Blind Housing | KTI1 | L500 | EA | 1 | 1 | 0 | 0
5012000127 | Blind Housing/ Injector | KTI1 | L500 | EA | 1 | 1 | 0 | 0
5012000128 | Blower Motor Blade 165 F 012 | KTI1 | L500 | EA | 2 | 2 | 0 | 0
5012000129 | Blower Wheel | KTI1 | L500 | EA | 3 | 3 | 0 | 0
5012000130 | Body Scatting | KTI1 | L500 | EA | 2 | 2 | 0 | 0
5012000131 | Body Screen | KTI1 | L500 | EA | 1 | 1 | 0 | 0
5012000132 | Body String | KTI1 | L500 | EA | 1 | 1 | 0 | 0
5012000133 | Boil Non Return NW 40 | KTI1 | L500 | EA | 1 | 1 | 0 | 0
5012000134 | Bolt 8002N | KTI1 | L500 | EA | 2 | 2 | 0 | 0
5012000135 | Bolt Complit M25 x 180 | KTI1 | L500 | EA | 11 | 11 | 0 | 0
5012000136 | Bosch | KTI1 | L500 | SET | 1 | 1 | 0 | 0
5012000137 | Bosing Rotor Pompa Alum | KTI1 | L500 | EA | 3 | 3 | 0 | 0
5012000138 | Bousing | KTI1 | L500 | EA | 3 | 3 | 0 | 0
5012000139 | Box Panel (dbl 2) | KTI1 | L500 | EA | 1 | 1 | 0 | 0
5012000140 | Box Panel Listrik | KTI1 | L500 | EA | 20 | 20 | 0 | 0
5012000141 | Bracket Panel | KTI1 | L500 | EA | 2 | 2 | 0 | 0
5012000142 | Brush Carbon | KTI1 | L500 | EA | 34 | 34 | 0 | 0
5012000143 | Brush Halde 1000KW | KTI1 | L500 | EA | 16 | 16 | 0 | 0
5012000144 | Brush Holder Katun | KTI1 | L500 | EA | 10 | 10 | 0 | 0
5012000145 | Bushing | KTI1 | L500 | EA | 4 | 4 | 0 | 0
5012000146 | Bushing | KTI1 | L500 | EA | 2 | 2 | 0 | 0
5012000147 | Cable Gland 1" | KTI1 | L500 | EA | 17 | 17 | 0 | 0
5012000148 | Cable Gland 2" | KTI1 | L500 | EA | 21 | 21 | 0 | 0
5012000149 | Cable Gland 98010 | KTI1 | L500 | EA | 115 | 115 | 0 | 0
5012000150 | Cable Gland PG21/ 3/4" | KTI1 | L500 | EA | 9 | 9 | 0 | 0
5012000151 | Cable Gland PG39 / 1" | KTI1 | L500 | EA | 6 | 6 | 0 | 0
5012000152 | Cable Shoes 240mm | KTI1 | L500 | EA | 26 | 26 | 0 | 0
5012000153 | Capasitive Probe 43-04 | KTI1 | L500 | EA | 1 | 1 | 0 | 0
5012000154 | Capillary | KTI1 | L500 | EA | 2 | 2 | 0 | 0
5012000155 | Cardobond | KTI1 | L500 | EA | 31 | 31 | 0 | 0
5012000156 | Carr Farbe Special 49105/1 (Rejeck) | KTI1 | L500 | CAN | 8 | 8 | 0 | 0
5012000157 | Cartitile Control | KTI1 | L500 | EA | 2 | 2 | 0 | 0
5012000158 | Cassing Bearing | KTI1 | L500 | EA | 2 | 2 | 0 | 0
5012000159 | Cassing Copper | KTI1 | L500 | EA | 1 | 1 | 0 | 0
5012000160 | Cassing Impeller SPY250 | KTI1 | L500 | EA | 1 | 1 | 0 | 0
5012000161 | Cell Wire | KTI1 | L500 | SET | 2 | 2 | 0 | 0
5012000162 | Chamber ARC 3KY 2232 OA | KTI1 | L500 | EA | 5 | 5 | 0 | 0
5012000163 | Chamber ARC 3KY 2232 OB | KTI1 | L500 | EA | 6 | 6 | 0 | 0
5012000164 | Chamber ARC 3NY 4012 IA | KTI1 | L500 | EA | 12 | 12 | 0 | 0
5012000165 | Chamber ARC 3W3 | KTI1 | L500 | EA | 21 | 21 | 0 | 0
5012000166 | Chamber Break Switch ARC 3WY 902 | KTI1 | L500 | EA | 1 | 1 | 0 | 0
5012000167 | Chlorine 426811 | KTI1 | L500 | EA | 1 | 1 | 0 | 0
5012000168 | Chlorine Safety Regulator | KTI1 | L500 | EA | 2 | 2 | 0 | 0
5012000169 | Chute ARC | KTI1 | L500 | EA | 5 | 5 | 0 | 0
5012000170 | Chute ARC 3TY 6332 OA | KTI1 | L500 | EA | 11 | 11 | 0 | 0
5012000171 | Chute ARC 3TY2262 OA | KTI1 | L500 | EA | 6 | 6 | 0 | 0
5012000172 | Chute ARC1 | KTI1 | L500 | EA | 6 | 6 | 0 | 0
5012000173 | Chute Contactor ARC | KTI1 | L500 | EA | 12 | 12 | 0 | 0
5012000174 | Circuit Breaker | KTI1 | L500 | EA | 1 | 1 | 0 | 0
5012000175 | Circuit Breaker 3WE44 VDE | KTI1 | L500 | EA | 1 | 1 | 0 | 0
5012000176 | Coating Crown Vinyl 8040 (Rejeck) | KTI1 | L500 | EA | 7 | 7 | 0 | 0
5012000177 | Coil Magnet 3TY1301 3F | KTI1 | L500 | EA | 5 | 5 | 0 | 0
5012000178 | Coil Magnet 3TY1303 3F | KTI1 | L500 | EA | 5 | 5 | 0 | 0
5012000179 | Collector Current | KTI1 | L500 | EA | 2 | 2 | 0 | 0
5012000180 | Compound Antisize (Rejeck) | KTI1 | L500 | CAN | 47 | 47 | 0 | 0
5012000181 | Compressor York (Rejeck) | KTI1 | L500 | UN | 1 | 1 | 0 | 0
5012000182 | Connection Fice | KTI1 | L500 | EA | 1 | 1 | 0 | 0
5012000183 | Connection KIT 34x1424 | KTI1 | L500 | EA | 2 | 2 | 0 | 0
5012000184 | Connection KIT 9956-3357 | KTI1 | L500 | EA | 2 | 2 | 0 | 0
5012000185 | Contact Main 3TA 2014 | KTI1 | L500 | EA | 1 | 1 | 0 | 0
5012000186 | Contact Main 3TY 221-OA | KTI1 | L500 | SET | 1 | 1 | 0 | 0
5012000187 | Contact Main 6720-OB | KTI1 | L500 | EA | 1 | 1 | 0 | 0
5012000188 | Contact Moving | KTI1 | L500 | EA | 8 | 8 | 0 | 0
5012000189 | Contact Moving 3PY 9102-1 | KTI1 | L500 | EA | 6 | 6 | 0 | 0
5012000190 | Contactor 3TC 2210 OAF | KTI1 | L500 | EA | 5 | 5 | 0 | 0
5012000191 | Contactor Coil | KTI1 | L500 | EA | 6 | 6 | 0 | 0
5012000192 | Contactor Coil 3TY 1263 3F | KTI1 | L500 | EA | 4 | 4 | 0 | 0
5012000193 | Contactor Coil 3TY 1301 OF | KTI1 | L500 | EA | 1 | 1 | 0 | 0
5012000194 | Contactor Rance Chamber 3NY 1302 OA | KTI1 | L500 | EA | 5 | 5 | 0 | 0
5012000195 | Contactor Star Delta | KTI1 | L500 | EA | 1 | 1 | 0 | 0
5012000196 | Control Pressure | KTI1 | L500 | EA | 2 | 2 | 0 | 0
5012000197 | Controller Eurotherm 818s RTD | KTI1 | L500 | EA | 1 | 1 | 0 | 0
5012000198 | Copper Motor Pompa Waduk | KTI1 | L500 | EA | 1 | 1 | 0 | 0
5012000199 | Coupling Crane | KTI1 | L500 | EA | 1 | 1 | 0 | 0
5012000200 | Coupling Part NAB, Rusia | KTI1 | L500 | EA | 10 | 10 | 0 | 0
5012000201 | Coupling Pipa GF D20 | KTI1 | L500 | EA | 17 | 17 | 0 | 0
5012000202 | Coupling Rod Pen | KTI1 | L500 | EA | 27 | 27 | 0 | 0
5012000203 | Coupling Shaft | KTI1 | L500 | EA | 2 | 2 | 0 | 0
5012000204 | Cristor Sample | KTI1 | L500 | EA | 4 | 4 | 0 | 0
5012000205 | Current Transformer, 4.8 - 80A | KTI1 | L500 | EA | 14 | 14 | 0 | 0
5012000206 | Delta Wenkf ES 7665 | KTI1 | L500 | EA | 1 | 1 | 0 | 0
5012000207 | Diaphragm 27231006 | KTI1 | L500 | EA | 8 | 8 | 0 | 0
5012000208 | Diaphragm DN100 | KTI1 | L500 | EA | 1 | 1 | 0 | 0
5012000209 | Diaphragm NBR | KTI1 | L500 | EA | 14 | 14 | 0 | 0
5012000210 | Diaphram Pressure | KTI1 | L500 | EA | 0 | 0 | 0 | 0
5012000211 | Diaphram Valve NW 50 | KTI1 | L500 | EA | 1 | 1 | 0 | 0
5012000212 | Diode HD11 14 | KTI1 | L500 | EA | 0 | 0 | 0 | 0
5012000213 | Disc P33488 | KTI1 | L500 | EA | 2 | 2 | 0 | 0
5012000214 | Distributor Block P43979 | KTI1 | L500 | EA | 1 | 1 | 0 | 0
5012000215 | Dop 2" PVC | KTI1 | L500 | EA | 21 | 21 | 0 | 0
5012000216 | Dop 3/4" Galvanis | KTI1 | L500 | EA | 18 | 18 | 0 | 0
5012000217 | Dop 4" Galvanis | KTI1 | L500 | EA | 6 | 6 | 0 | 0
5012000218 | Dop DD 3" Galvanis | KTI1 | L500 | EA | 3 | 3 | 0 | 0
5012000219 | Dop DL 1,5" Galvanis | KTI1 | L500 | EA | 1 | 1 | 0 | 0
5012000220 | Dop DL 3" Galvanis | KTI1 | L500 | EA | 10 | 10 | 0 | 0
5012000221 | Dop DL 4" Galvanis | KTI1 | L500 | EA | 3 | 3 | 0 | 0
5012000222 | Elbow 0,5" PVC | KTI1 | L500 | EA | 15 | 15 | 0 | 0
5012000223 | Elbow 0,75" Steel | KTI1 | L500 | EA | 7 | 19847 | 0 | 0
5012000224 | Elbow 3" PVC | KTI1 | L500 | EA | 2 | 2 | 0 | 0
5012000225 | Elbow 45 0,5" | KTI1 | L500 | EA | 8 | 8 | 0 | 0
5012000226 | Elbow 45 DN25 20 PVC | KTI1 | L500 | EA | 9 | 9 | 0 | 0
5012000227 | Elbow 45 DN63 PVC | KTI1 | L500 | EA | 6 | 6 | 0 | 0
5012000228 | Elbow 45 NW40 PVC | KTI1 | L500 | EA | 12 | 12 | 0 | 0
5012000229 | Elbow 45 NW65 PVC | KTI1 | L500 | EA | 3 | 3 | 0 | 0
5012000230 | Elbow 90 DN75 PVC | KTI1 | L500 | EA | 8 | 8 | 0 | 0
5012000231 | Elbow 90 DN90 PVC | KTI1 | L500 | EA | 6 | 6 | 0 | 0
5012000232 | Elbow 90 NW20 PVC | KTI1 | L500 | EA | 2 | 2 | 0 | 0
5012000233 | Elbow 90 NW80 Long | KTI1 | L500 | EA | 2 | 2 | 0 | 0
5012000234 | Elbow LR PVC 6" | KTI1 | L500 | EA | 1 | 1 | 0 | 0
5012000235 | Elbow NW 90 | KTI1 | L500 | EA | 6 | 6 | 0 | 0
5012000236 | Elbow NW110x4" GF | KTI1 | L500 | EA | 9 | 9 | 0 | 0
5012000237 | Elbow NW75 PVC Long | KTI1 | L500 | EA | 6 | 6 | 0 | 0
5012000238 | Elbow PVC 45, NW 25 | KTI1 | L500 | EA | 1 | 1 | 0 | 0
5012000239 | Elbow Steel, Coating Lining 24" | KTI1 | L500 | EA | 42 | 42 | 0 | 0
5012000240 | Electric Coating Crown (Rejeck) | KTI1 | L500 | EA | 28 | 28 | 0 | 0
5012000241 | Electroda Cable pH Meter | KTI1 | L500 | EA | 4 | 4 | 0 | 0
5012000242 | Electroda Level, 2500 mm | KTI1 | L500 | EA | 2 | 2 | 0 | 0
5012000243 | Electroda Probe with Pressure Sensor | KTI1 | L500 | EA | 2 | 2 | 0 | 0
5012000244 | Electroda Steel | KTI1 | L500 | EA | 2 | 2 | 0 | 0
5012000245 | Electrode Card SM2 | KTI1 | L500 | EA | 6 | 6 | 0 | 0
5012000246 | Electrode Copper 422242 | KTI1 | L500 | EA | 2 | 2 | 0 | 0
5012000247 | Electronic Inset Kopf | KTI1 | L500 | EA | 15 | 15 | 0 | 0
5012000248 | Electronic Seal Modul SMI | KTI1 | L500 | EA | 2 | 2 | 0 | 0
5012000249 | End Cover Motor | KTI1 | L500 | EA | 1 | 1 | 0 | 0
5012000250 | Eon 220 (Rejeck) | KTI1 | L500 | PAI | 1 | 1 | 0 | 0
5012000251 | Eon Fin 280 (Rejeck) | KTI1 | L500 | CAN | 7 | 7 | 0 | 0
5012000252 | Fan Belt | KTI1 | L500 | EA | 10 | 10 | 0 | 0
5012000253 | Filter A40 23 DIK3181 Ekaster | KTI1 | L500 | EA | 16 | 16 | 0 | 0
5012000254 | Filter Electroda 3m | KTI1 | L500 | EA | 3 | 3 | 0 | 0
5012000255 | Filter Ex 408 (Rejeck) | KTI1 | L500 | EA | 6 | 6 | 0 | 0
5012000256 | Filter R 1,5-2" | KTI1 | L500 | EA | 3 | 3 | 0 | 0
5012000257 | Fischer M10 Besi | KTI1 | L500 | EA | 69 | 69 | 0 | 0
5012000258 | Fisher Besi M12 | KTI1 | L500 | EA | 144 | 144 | 0 | 0
5012000259 | Fisher Besi M20 | KTI1 | L500 | EA | 41 | 41 | 0 | 0
5012000260 | Flange 24" 600 | KTI1 | L500 | EA | 4 | 4 | 0 | 0
5012000261 | Flange Adaptor NW 80 | KTI1 | L500 | EA | 12 | 12 | 0 | 0
5012000262 | Flange Blind 8" Galvanis | KTI1 | L500 | EA | 1 | 1 | 0 | 0
5012000263 | Flange DN 75 | KTI1 | L500 | EA | 14 | 14 | 0 | 0
5012000264 | Flange Galvanis 10" | KTI1 | L500 | EA | 3 | 3 | 0 | 0
5012000265 | Flange NW 25 | KTI1 | L500 | EA | 0 | 0 | 0 | 0
5012000266 | Flange NW25 | KTI1 | L500 | EA | 20 | 20 | 0 | 0
5012000267 | Flange Stainless Steel, 500/20" | KTI1 | L500 | EA | 1 | 1 | 0 | 0
5012000268 | Flow Meter | KTI1 | L500 | EA | 2 | 2 | 0 | 0
5012000269 | Flow Meter Assy 900 | KTI1 | L500 | EA | 1 | 1 | 0 | 0
5012000270 | Flow Meter Fan Gan 18265/80 | KTI1 | L500 | EA | 1 | 1 | 0 | 0
5012000271 | Frame 125" - 1" | KTI1 | L500 | EA | 1 | 1 | 0 | 0
5012000272 | Frekuensi Meter HB47 53H2 | KTI1 | L500 | EA | 1 | 1 | 0 | 0
5012000273 | Fuse 100A 500V Peso 3NAI-321 | KTI1 | L500 | EA | 21 | 21 | 0 | 0
5012000274 | Fuse 10A 500V Diazed | KTI1 | L500 | EA | 50 | 50 | 0 | 0
5012000275 | Fuse 10A Diazed | KTI1 | L500 | EA | 8 | 8 | 0 | 0
5012000276 | Fuse 125A HRC | KTI1 | L500 | EA | 2 | 2 | 0 | 0
5012000277 | Fuse 16A Diazed | KTI1 | L500 | EA | 47 | 47 | 0 | 0
5012000278 | Fuse 16A Diazed Original | KTI1 | L500 | EA | 100 | 100 | 0 | 0
5012000279 | Fuse 16A HRC | KTI1 | L500 | EA | 29 | 29 | 0 | 0
5012000280 | Fuse 2 Amp Diazed | KTI1 | L500 | EA | 6 | 6 | 0 | 0
5012000281 | Fuse 250A HRC 3NA 1-227 | KTI1 | L500 | EA | 9 | 9 | 0 | 0
5012000282 | Fuse 25A Diazed | KTI1 | L500 | EA | 19 | 19 | 0 | 0
5012000283 | Fuse 25A HRC 3NA | KTI1 | L500 | EA | 12 | 12 | 0 | 0
5012000284 | Fuse 25A Peso | KTI1 | L500 | EA | 1 | 1 | 0 | 0
5012000285 | Fuse 2A Diazed | KTI1 | L500 | EA | 50 | 50 | 0 | 0
5012000286 | Fuse 2A Neozed | KTI1 | L500 | EA | 23 | 23 | 0 | 0
5012000287 | Fuse 315A HRC | KTI1 | L500 | EA | 6 | 6 | 0 | 0
5012000288 | Fuse 35A HRC 3NAI 203 | KTI1 | L500 | EA | 28 | 28 | 0 | 0
5012000289 | Fuse 425A HRC | KTI1 | L500 | EA | 1 | 1 | 0 | 0
5012000290 | Fuse 450A HRC 3NI 5633 | KTI1 | L500 | EA | 13 | 13 | 0 | 0
5012000291 | Fuse 4A Neozed | KTI1 | L500 | EA | 55 | 55 | 0 | 0
5012000292 | Fuse 500A HRC | KTI1 | L500 | EA | 2 | 2 | 0 | 0
5012000293 | Fuse 500V HRC 1011 | KTI1 | L500 | EA | 8 | 8 | 0 | 0
5012000294 | Fuse 50A Diazed | KTI1 | L500 | EA | 20 | 20 | 0 | 0
5012000295 | Fuse 50A HRC | KTI1 | L500 | EA | 4 | 4 | 0 | 0
5012000296 | Fuse 63A HRC | KTI1 | L500 | EA | 15 | 15 | 0 | 0
5012000297 | Fuse 63A NH | KTI1 | L500 | EA | 12 | 12 | 0 | 0
5012000298 | Fuse 6A Diazed | KTI1 | L500 | EA | 49 | 49 | 0 | 0
5012000299 | Fuse Base 35 - 63 Amper | KTI1 | L500 | EA | 25 | 25 | 0 | 0
5012000300 | Fuse Base SLP 00 | KTI1 | L500 | EA | 3 | 3 | 0 | 0
5012000301 | Fuse Box 25A 2 | KTI1 | L500 | EA | 13 | 13 | 0 | 0
5012000302 | Fuse Box 50A NH87 | KTI1 | L500 | EA | 6 | 6 | 0 | 0
5012000303 | Fuse Box 630A | KTI1 | L500 | EA | 4 | 4 | 0 | 0
5012000304 | Fuse Box VDE0660 | KTI1 | L500 | EA | 1 | 1 | 0 | 0
5012000305 | Fuse Diazed 20A Original | KTI1 | L500 | EA | 48 | 48 | 0 | 0
5012000306 | Fuse Diazed 4 Amp Original | KTI1 | L500 | EA | 28 | 28 | 0 | 0
5012000307 | Fuse Diazed 6 Amp Original | KTI1 | L500 | EA | 13 | 13 | 0 | 0
5012000308 | Fuse Fuller 3NY1 070 | KTI1 | L500 | EA | 5 | 5 | 0 | 0
5012000309 | Fuse HRC 36 A1 | KTI1 | L500 | EA | 3 | 3 | 0 | 0
5012000310 | Fuse Load Breaker | KTI1 | L500 | EA | 1 | 1 | 0 | 0
5012000311 | Fuse Load Breaker 3NP54 | KTI1 | L500 | EA | 2 | 2 | 0 | 0
5012000312 | Fuse, 6 A Neo Zed 250 Volt | KTI1 | L500 | EA | 4 | 4 | 0 | 0
5012000313 | Gasket 1" | KTI1 | L500 | EA | 5 | 5 | 0 | 0
5012000314 | Gasket 125A 1053 for Chlorine | KTI1 | L500 | EA | 22 | 22 | 0 | 0
5012000315 | Gasket 125A NS A/053 | KTI1 | L500 | EA | 2 | 2 | 0 | 0
5012000316 | Gasket 2" | KTI1 | L500 | EA | 5 | 5 | 0 | 0
5012000317 | Gasket 20-164 | KTI1 | L500 | EA | 1 | 1 | 0 | 0
5012000318 | Gasket 330 | KTI1 | L500 | EA | 1 | 1 | 0 | 0
5012000319 | Gasket 333 | KTI1 | L500 | EA | 2 | 2 | 0 | 0
5012000320 | Gasket 333C | KTI1 | L500 | EA | 1 | 1 | 0 | 0
5012000321 | Gasket 333C 072 | KTI1 | L500 | EA | 4 | 4 | 0 | 0
5012000322 | Gasket 333C 1076 | KTI1 | L500 | EA | 10 | 10 | 0 | 0
5012000323 | Gasket 333C 1124 | KTI1 | L500 | EA | 4 | 4 | 0 | 0
5012000324 | Gasket 333C 135 | KTI1 | L500 | EA | 1 | 1 | 0 | 0
5012000325 | Gasket 333C 200C | KTI1 | L500 | EA | 2 | 2 | 0 | 0
5012000326 | Gasket 333C-1100 | KTI1 | L500 | EA | 1 | 1 | 0 | 0
5012000327 | Gasket 333C-1131 | KTI1 | L500 | EA | 2 | 2 | 0 | 0
5012000328 | Gasket 333C-159 | KTI1 | L500 | EA | 0 | 0 | 0 | 0
5012000329 | Gasket 37711.101 | KTI1 | L500 | EA | 0 | 0 | 0 | 0
5012000330 | Gasket 377N | KTI1 | L500 | EA | 10 | 10 | 0 | 0
5012000331 | Gasket Clep Head | KTI1 | L500 | EA | 2 | 2 | 0 | 0
5012000332 | Gasket Cut | KTI1 | L500 | EA | 4 | 4 | 0 | 0
5012000333 | Gasket DO 21459 | KTI1 | L500 | EA | 2 | 2 | 0 | 0
5012000334 | Gasket Flat 400 1/400-2 | KTI1 | L500 | EA | 4 | 4 | 0 | 0
5012000335 | Gasket NW40 | KTI1 | L500 | EA | 3 | 3 | 0 | 0
5012000336 | Gasket NW65 | KTI1 | L500 | EA | 4 | 4 | 0 | 0
5012000337 | Gasket NW80 | KTI1 | L500 | EA | 3 | 3 | 0 | 0
5012000338 | Gastoline Electric 1116 (Rejeck) | KTI1 | L500 | CAN | 4 | 4 | 0 | 0
5012000339 | Gate Vacuum | KTI1 | L500 | EA | 1 | 1 | 0 | 0
5012000340 | Gauge pressure 0-16 Bar | KTI1 | L500 | EA | 2 | 2 | 0 | 0
5012000341 | Gauge Pressure 0-20 | KTI1 | L500 | EA | 2 | 2 | 0 | 0
5012000342 | Gauge Pressure 0-6 Bar | KTI1 | L500 | EA | 1 | 1 | 0 | 0
5012000343 | Gauge Pressure Magnetic | KTI1 | L500 | EA | 1 | 1 | 0 | 0
5012000344 | Gauge Vacuum 0-75mmhg | KTI1 | L500 | EA | 2 | 2 | 0 | 0
5012000345 | Gear 220 mm | KTI1 | L500 | EA | 1 | 1 | 0 | 0
5012000346 | Gear 290 mm | KTI1 | L500 | EA | 2 | 2 | 0 | 0
5012000347 | Gear 380 mm | KTI1 | L500 | EA | 1 | 1 | 0 | 0
5012000348 | Gear 430 mm | KTI1 | L500 | EA | 1 | 1 | 0 | 0
5012000349 | Gear 540 mm | KTI1 | L500 | EA | 1 | 1 | 0 | 0
5012000350 | Gear Stop | KTI1 | L500 | EA | 2 | 2 | 0 | 0
5012000351 | Gland House Ring | KTI1 | L500 | EA | 1 | 1 | 0 | 0
5012000352 | Grinding/Ring Kuningan 2,5' | KTI1 | L500 | EA | 2 | 2 | 0 | 0
5012000353 | Guide | KTI1 | L500 | EA | 7 | 7 | 0 | 0
5012000354 | Guide Vanes | KTI1 | L500 | EA | 18 | 18 | 0 | 0
5012000355 | Healter 40PK 380V | KTI1 | L500 | EA | 0 | 0 | 0 | 0
5012000356 | Heater P677 BG39 | KTI1 | L500 | EA | 1 | 1 | 0 | 0
5012000357 | Hempalin (Rejeck) | KTI1 | L500 | PAI | 2 | 2 | 0 | 0
5012000358 | Hempedur (Rejeck) | KTI1 | L500 | CAN | 8 | 8 | 0 | 0
5012000359 | Hempedur 1 Liter (Rejeck) | KTI1 | L500 | CAN | 7 | 7 | 0 | 0
5012000360 | Hempedur 5 Liter (Rejeck) | KTI1 | L500 | EA | 24 | 24 | 0 | 0
5012000361 | Hess 443 (Rejeck) | KTI1 | L500 | CAN | 2 | 2 | 0 | 0
5012000362 | Hess 445 | KTI1 | L500 | PAI | 1 | 1 | 0 | 0
5012000363 | Hess 580 | KTI1 | L500 | PAI | 1 | 1 | 0 | 0
5012000364 | Hydro Motor Valve | KTI1 | L500 | EA | 1 | 1 | 0 | 0
5012000365 | Icosit 255 | KTI1 | L500 | EA | 4 | 4 | 0 | 0
5012000366 | Impeller Cort | KTI1 | L500 | EA | 7 | 7 | 0 | 0
5012000367 | Impeller Grund Fos PN21515 | KTI1 | L500 | EA | 20 | 20 | 0 | 0
5012000368 | Impeller Intermediate Plat | KTI1 | L500 | EA | 2 | 2 | 0 | 0
5012000369 | Impeller Lock Cooled | KTI1 | L500 | EA | 7 | 7 | 0 | 0
5012000370 | Impeller NW230 | KTI1 | L500 | EA | 2 | 2 | 0 | 0
5012000371 | Impeller P32483L | KTI1 | L500 | EA | 3 | 3 | 0 | 0
5012000372 | Impeller Pompa Waduk | KTI1 | L500 | EA | 2 | 2 | 0 | 0
5012000373 | Impeller Pump | KTI1 | L500 | EA | 1 | 1 | 0 | 0
5012000374 | Impeller Vacum Pump, LPHA/LPHE-45008 | KTI1 | L500 | EA | 2 | 2 | 0 | 0
5012000375 | Indicator Temperature | KTI1 | L500 | EA | 2 | 2 | 0 | 0
5012000376 | Injector Outlet | KTI1 | L500 | EA | 3 | 3 | 0 | 0
5012000377 | Instalasi Chlorinator | KTI1 | L500 | EA | 1 | 1 | 0 | 0
5012000378 | Integrator Block | KTI1 | L500 | EA | 1 | 1 | 0 | 0
5012000379 | Intermediate Shaft | KTI1 | L500 | EA | 4 | 4 | 0 | 0
5012000380 | Iwaki | KTI1 | L500 | EA | 1 | 1 | 0 | 0
5012000381 | Jarum Pressure Switch | KTI1 | L500 | EA | 1 | 1 | 0 | 0
5012000382 | Joint Expansion KW 300 | KTI1 | L500 | EA | 1 | 1 | 0 | 0
5012000383 | Joint Expansion NW250 | KTI1 | L500 | EA | 0 | 0 | 0 | 0
5012000384 | Joint Flexible 4" | KTI1 | L500 | EA | 1 | 1 | 0 | 0
5012000385 | Joint Flexible NW 100 | KTI1 | L500 | EA | 7 | 7 | 0 | 0
5012000386 | Joint Flexible NW 65 | KTI1 | L500 | EA | 19 | 19 | 0 | 0
5012000387 | Joint Flexible NW 80 | KTI1 | L500 | EA | 10 | 10 | 0 | 0
5012000388 | Joint Gibolt 12" | KTI1 | L500 | EA | 1 | 1 | 0 | 0
5012000389 | Joint Gibolt 16" | KTI1 | L500 | EA | 0 | 0 | 0 | 0
5012000390 | Joint Gibolt 20" | KTI1 | L500 | EA | 2 | 2 | 0 | 0
5012000391 | Junction Box | KTI1 | L500 | EA | 9 | 9 | 0 | 0
5012000392 | Juntion Box | KTI1 | L500 | EA | 1 | 1 | 0 | 0
5012000393 | Kaca Pilot Lamp 2SL 3101 | KTI1 | L500 | EA | 5 | 5 | 0 | 0
5012000394 | Karet Coupling Crane | KTI1 | L500 | EA | 9 | 9 | 0 | 0
5012000395 | Karet Coupling Pack 5168 | KTI1 | L500 | EA | 2 | 2 | 0 | 0
5012000396 | Karet Coupling RD 1250 - 400A | KTI1 | L500 | EA | 5 | 5 | 0 | 0
5012000397 | Karet DSP NW40x206 | KTI1 | L500 | EA | 19 | 19 | 0 | 0
5012000398 | Karet Membran | KTI1 | L500 | EA | 2 | 2 | 0 | 0
5012000399 | Kawat Arde 5 mm | KTI1 | L500 | ROL | 1 | 1 | 0 | 0
5012000400 | Kawat Las Zenith 99F (Rejeck) | KTI1 | L500 | BTG | 207 | 207 | 0 | 0
5012000401 | Kertas Recorder CBM 870891 (Rejeck) | KTI1 | L500 | EA | 14 | 14 | 0 | 0
5012000402 | Kertas Recorder CBM870841 (Rejeck) | KTI1 | L500 | ROL | 23 | 23 | 0 | 0
5012000403 | Kertas Recording M73250 (Rejeck) | KTI1 | L500 | ROL | 23 | 23 | 0 | 0
5012000404 | Klem 0,25" tembaga | KTI1 | L500 | EA | 96 | 96 | 0 | 0
5012000405 | Klem 0,5" 8215 C83 | KTI1 | L500 | EA | 241 | 241 | 0 | 0
5012000406 | Klem 0,5" Tembaga | KTI1 | L500 | EA | 241 | 241 | 0 | 0
5012000407 | Klem 0,75" Seng | KTI1 | L500 | EA | 38 | 38 | 0 | 0
5012000408 | Klem Koil | KTI1 | L500 | EA | 1 | 1 | 0 | 0
5012000409 | Klem Kuping 0,5" Seng | KTI1 | L500 | EA | 281 | 281 | 0 | 0
5012000410 | Klem Pipa 0,5" Seng | KTI1 | L500 | EA | 4 | 4 | 0 | 0
5012000411 | Klem Pipa 1" Seng | KTI1 | L500 | EA | 29 | 29 | 0 | 0
5012000412 | Lampu Blow | KTI1 | L500 | EA | 2 | 2 | 0 | 0
5012000413 | Lampu Emergency | KTI1 | L500 | EA | 1 | 1 | 0 | 0
5012000414 | Lampu Gas Discharge 250W | KTI1 | L500 | EA | 3 | 3 | 0 | 0
5012000415 | Lampu Halogen 1500 T3Q | KTI1 | L500 | EA | 9 | 9 | 0 | 0
5012000416 | Lampu Indicator 220V | KTI1 | L500 | EA | 92 | 92 | 0 | 0
5012000417 | Lampu Mercury 125W HQL | KTI1 | L500 | EA | 1 | 1 | 0 | 0
5012000418 | Lampu Mercury HQL400 | KTI1 | L500 | EA | 2 | 2 | 0 | 0
5012000419 | Lampu Pilot Bed 3SL3100 | KTI1 | L500 | EA | 4 | 4 | 0 | 0
5012000420 | Lem Dur Will 1 Liter (Rejeck) | KTI1 | L500 | L | 17 | 17 | 0 | 0
5012000421 | Lem Packing | KTI1 | L500 | ROL | 1 | 1 | 0 | 0
5012000422 | Lid Joint Stuffing Box | KTI1 | L500 | EA | 2 | 2 | 0 | 0
5012000423 | Liquid Corrosive Nos UN 1760 (Rejeck) | KTI1 | L500 | PAI | 4 | 4 | 0 | 0
5012000424 | Mangkok Saklar | KTI1 | L500 | EA | 4 | 4 | 0 | 0
5012000425 | Manometer, 0 - 10 Bar | KTI1 | L500 | EA | 1 | 1 | 0 | 0
5012000426 | MCB 400 Amper | KTI1 | L500 | EA | 1 | 1 | 0 | 0
5012000427 | MCB Enclosure Moeller | KTI1 | L500 | EA | 5 | 5 | 0 | 0
5012000428 | Mechanical Seal 16mm | KTI1 | L500 | EA | 4 | 4 | 0 | 0
5012000429 | Membran | KTI1 | L500 | EA | 1 | 1 | 0 | 0
5012000430 | Mer Clade (Rejeck) | KTI1 | L500 | PAI | 1 | 1 | 0 | 0
5012000431 | Metal Primer Red Lead (Rejeck) | KTI1 | L500 | EA | 4 | 4 | 0 | 0
5012000432 | Meter gloss Ran 100Lbs | KTI1 | L500 | EA | 1 | 1 | 0 | 0
5012000433 | Modul Power Supply Accelator | KTI1 | L500 | EA | 1 | 1 | 0 | 0
5012000434 | Monitor Level R405-3B | KTI1 | L500 | EA | 4 | 4 | 0 | 0
5012000435 | Motor 3 Phase, 3HP 5,5HP | KTI1 | L500 | EA | 2 | 2 | 0 | 0
5012000436 | Motor Bridge 400 - 1 | KTI1 | L500 | EA | 1 | 1 | 0 | 0
5012000437 | Motor Listrik/Electro Motor 0,18KW | KTI1 | L500 | EA | 1 | 1 | 0 | 0
5012000438 | Motor Listrik/Electro Motor 11KW | KTI1 | L500 | EA | 1 | 1 | 0 | 0
5012000439 | Motor Listrik/Electro Motor 22KW | KTI1 | L500 | EA | 1 | 1 | 0 | 0
5012000440 | Moulded Key | KTI1 | L500 | EA | 2 | 2 | 0 | 0
5012000441 | Moulded Plastic 3NY1100 | KTI1 | L500 | EA | 3 | 3 | 0 | 0
5012000442 | Moulded Plastic Mounting 3NY1 104 | KTI1 | L500 | EA | 1 | 1 | 0 | 0
5012000443 | Mupto Coupling | KTI1 | L500 | EA | 1 | 1 | 0 | 0
5012000444 | Mur Baud M30 x 15 mm | KTI1 | L500 | EA | 8 | 8 | 0 | 0
5012000445 | Mur Baud M36 x 15 mm | KTI1 | L500 | EA | 9 | 9 | 0 | 0
5012000446 | Mur Cam | KTI1 | L500 | EA | 2 | 2 | 0 | 0
5012000447 | Mur M22 mm | KTI1 | L500 | EA | 7 | 7 | 0 | 0
5012000448 | Mur M30 mm | KTI1 | L500 | EA | 118 | 118 | 0 | 0
5012000449 | Nepple Double 3" Galvanis | KTI1 | L500 | EA | 12 | 12 | 0 | 0
5012000450 | Nepple Pipa D25 Drat Luar | KTI1 | L500 | EA | 12 | 12 | 0 | 0
5012000451 | Nepple Selang, 4" | KTI1 | L500 | EA | 2 | 2 | 0 | 0
5012000452 | Niple PPC | KTI1 | L500 | EA | 16 | 16 | 0 | 0
5012000453 | Nipple Barrel P/N 720.2 | KTI1 | L500 | EA | 77 | 77 | 0 | 0
5012000454 | Nipple Connection | KTI1 | L500 | EA | 10 | 10 | 0 | 0
5012000455 | Nipple Double 0,25" | KTI1 | L500 | EA | 102 | 102 | 0 | 0
5012000456 | Nipple Grease Pump | KTI1 | L500 | EA | 1 | 1 | 0 | 0
5012000457 | Nozle Chlorine PXC 39.590 | KTI1 | L500 | EA | 2 | 2 | 0 | 0
5012000458 | Nozle Ring P40547 | KTI1 | L500 | EA | 1 | 1 | 0 | 0
5012000459 | Nozle Ring P40548 | KTI1 | L500 | EA | 2 | 2 | 0 | 0
5012000460 | Nut | KTI1 | L500 | EA | 2 | 2 | 0 | 0
5012000461 | Nut 9999 | KTI1 | L500 | EA | 6 | 6 | 0 | 0
5012000462 | Nut Cable Gland 98030 | KTI1 | L500 | EA | 114 | 114 | 0 | 0
5012000463 | Nut Cable Gland 98031 | KTI1 | L500 | EA | 40 | 40 | 0 | 0
5012000464 | Nut P.43133 | KTI1 | L500 | EA | 2 | 2 | 0 | 0
5012000465 | Nut P39213 | KTI1 | L500 | EA | 1 | 1 | 0 | 0
5012000466 | Nut Spindel | KTI1 | L500 | EA | 1 | 1 | 0 | 0
5012000467 | Nut Union NW40 | KTI1 | L500 | EA | 3 | 3 | 0 | 0
5012000468 | O - Ring | KTI1 | L500 | EA | 4 | 4 | 0 | 0
5012000469 | O - Ring, P.42341 | KTI1 | L500 | EA | 2 | 2 | 0 | 0
5012000470 | OCR 8.12.5 3uA 5000-IK | KTI1 | L500 | EA | 2 | 2 | 0 | 0
5012000471 | Oil Seal | KTI1 | L500 | EA | 3 | 3 | 0 | 0
5012000472 | Oil Seal | KTI1 | L500 | EA | 10 | 10 | 0 | 0
5012000473 | Oil Seal | KTI1 | L500 | EA | 7 | 7 | 0 | 0
5012000474 | Oil Seal | KTI1 | L500 | EA | 10 | 10 | 0 | 0
5012000475 | Oil Seal 140x170x47 | KTI1 | L500 | EA | 11 | 11 | 0 | 0
5012000476 | Oil Seal MTU | KTI1 | L500 | EA | 1 | 1 | 0 | 0
5012000477 | Over Current Relay 3UA 4300 | KTI1 | L500 | EA | 2 | 2 | 0 | 0
5012000478 | Packing | KTI1 | L500 | EA | 5 | 5 | 0 | 0
5012000479 | Packing | KTI1 | L500 | EA | 1 | 1 | 0 | 0
5012000480 | Packing | KTI1 | L500 | EA | 3 | 3 | 0 | 0
5012000481 | Packing (Rejeck) | KTI1 | L500 | ROL | 7 | 7 | 0 | 0
5012000482 | Packing 0,25" Teflon | KTI1 | L500 | EA | 1 | 1 | 0 | 0
5012000483 | Packing 2,5" Teflon | KTI1 | L500 | EA | 1 | 1 | 0 | 0
5012000484 | Packing 2mm Cablot | KTI1 | L500 | ROL | 1 | 1 | 0 | 0
5012000485 | Packing 5743 | KTI1 | L500 | EA | 2 | 2 | 0 | 0
5012000486 | Packing Asbes 12 mm (Rejeck) | KTI1 | L500 | ROL | 10 | 10 | 0 | 0
5012000487 | Packing Asbes 8 mm (Rejeck) | KTI1 | L500 | ROL | 10 | 10 | 0 | 0
5012000488 | Packing Gasket MTU | KTI1 | L500 | EA | 1 | 1 | 0 | 0
5012000489 | Packing Gland 1" | KTI1 | L500 | EA | 1 | 1 | 0 | 0
5012000490 | Packing Gland 3/8" | KTI1 | L500 | EA | 2 | 2 | 0 | 0
5012000491 | Packing Gland 5/16" | KTI1 | L500 | EA | 4 | 4 | 0 | 0
5012000492 | Packing Gland 7/16 | KTI1 | L500 | ROL | 2 | 2 | 0 | 0
5012000493 | Packing Isolasi | KTI1 | L500 | EA | 2 | 2 | 0 | 0
5012000494 | Packing Joint, 6,5 mm | KTI1 | L500 | ROL | 1 | 1 | 0 | 0
5012000495 | Packing Karet | KTI1 | L500 | BOX | 1 | 1 | 0 | 0
5012000496 | Packing Karet, 1 mm | KTI1 | L500 | ROL | 0 | 0 | 0 | 0
5012000497 | Packing Mechanical | KTI1 | L500 | EA | 1 | 1 | 0 | 0
5012000498 | Packing Set Of | KTI1 | L500 | SET | 1 | 1 | 0 | 0
5012000499 | Packing Teflon | KTI1 | L500 | EA | 4 | 4 | 0 | 0
5012000500 | Packing Teflon 1,5" | KTI1 | L500 | EA | 12 | 12 | 0 | 0
5012000501 | Packing Teflon 5/8" | KTI1 | L500 | EA | 0 | 0 | 0 | 0
5012000502 | Packing Vacuum Pump | KTI1 | L500 | EA | 4 | 4 | 0 | 0
5012000503 | Packing Valve 4" | KTI1 | L500 | EA | 0 | 0 | 0 | 0
5012000504 | Per 3/4" x 7 cm | KTI1 | L500 | EA | 4 | 4 | 0 | 0
5012000505 | Pern Clean (Rejeck) | KTI1 | L500 | EA | 5 | 5 | 0 | 0
5012000506 | pH Meter Knick DL1001 | KTI1 | L500 | EA | 1 | 1 | 0 | 0
5012000507 | Pin NRV | KTI1 | L500 | EA | 1 | 1 | 0 | 0
5012000508 | Pinion 00 | KTI1 | L500 | EA | 4 | 4 | 0 | 0
5012000509 | Pinion Primary 03 | KTI1 | L500 | EA | 3 | 3 | 0 | 0
5012000510 | Pinion Secondary | KTI1 | L500 | EA | 1 | 1 | 0 | 0
5012000511 | Pinion Secondary 25 | KTI1 | L500 | EA | 4 | 4 | 0 | 0
5012000512 | Pipa 0,5" PVC GF | KTI1 | L500 | BTG | 2 | 2 | 0 | 0
5012000513 | Pipa 1,25" PVC GF | KTI1 | L500 | BTG | 3 | 3 | 0 | 0
5012000514 | Pipa 1,5" PVC | KTI1 | L500 | BTG | 15 | 15 | 0 | 0
5012000515 | Pipa 2" PVC GF | KTI1 | L500 | BTG | 46 | 46 | 0 | 0
5012000516 | Pipa 2" PVC Lokal | KTI1 | L500 | BTG | 2 | 2 | 0 | 0
5012000517 | Pipa 2,5" PVC GF | KTI1 | L500 | BTG | 38 | 38 | 0 | 0
5012000518 | Pipa 3" PVC GF | KTI1 | L500 | BTG | 27 | 27 | 0 | 0
5012000519 | Pipa Stainless Steel 1/2" | KTI1 | L500 | BTG | 6 | 6 | 0 | 0
5012000520 | Pipa Steel, Coating Lining 24"x6m | KTI1 | L500 | BTG | 12 | 12 | 0 | 0
5012000521 | Pipa Steel, Coating Lining 28" | KTI1 | L500 | BTG | 2 | 2 | 0 | 0
5012000522 | Pipa Steel, Coating Lining 36"x6m | KTI1 | L500 | BTG | 7 | 7 | 0 | 0
5012000523 | Pipa Steel, Coating Lining 46"x6m | KTI1 | L500 | BTG | 13 | 13 | 0 | 0
5012000524 | Pipa Steel, Coating Lining 48" | KTI1 | L500 | BTG | 6 | 6 | 0 | 0
5012000525 | Pipa Steel, Coating Lining 54"x6m | KTI1 | L500 | BTG | 21 | 21 | 0 | 0
5012000526 | Pipa Steel, Coating Lining 56" | KTI1 | L500 | BTG | 14 | 14 | 0 | 0
5012000527 | Pipa Steel, Non Coating Lining 54"x6m | KTI1 | L500 | BTG | 8 | 8 | 0 | 0
5012000528 | Plat UV 95907058 | KTI1 | L500 | EA | 7 | 7 | 0 | 0
5012000529 | Platinum Electric PXA41551 | KTI1 | L500 | EA | 2 | 2 | 0 | 0
5012000530 | Plug | KTI1 | L500 | EA | 1 | 1 | 0 | 0
5012000531 | Plug 16A Cekom | KTI1 | L500 | EA | 14 | 14 | 0 | 0
5012000532 | Plug 32-6H Cekom | KTI1 | L500 | EA | 5 | 5 | 0 | 0
5012000533 | Plug PH Electroda 1530 | KTI1 | L500 | EA | 3 | 3 | 0 | 0
5012000534 | Plug PH Karet | KTI1 | L500 | EA | 4 | 4 | 0 | 0
5012000535 | Plug Shaffs | KTI1 | L500 | EA | 1 | 1 | 0 | 0
5012000536 | Plug Socket | KTI1 | L500 | EA | 5 | 5 | 0 | 0
5012000537 | Potensio 500 PN70 | KTI1 | L500 | EA | 3 | 3 | 0 | 0
5012000538 | Power Supply AC 3KE23 | KTI1 | L500 | EA | 3 | 3 | 0 | 0
5012000539 | Power Transistor | KTI1 | L500 | EA | 1 | 1 | 0 | 0
5012000540 | Pressure Control, 01 - 05 Bar | KTI1 | L500 | EA | 1 | 1 | 0 | 0
5012000541 | Pressure Gauge | KTI1 | L500 | EA | 1 | 1 | 0 | 0
5012000542 | Pressure Swit, 0,5 - 4 Bar | KTI1 | L500 | EA | 1 | 1 | 0 | 0
5012000543 | Primary Pinion 01 | KTI1 | L500 | EA | 1 | 1 | 0 | 0
5012000544 | Projection Lamp 3M | KTI1 | L500 | EA | 1 | 1 | 0 | 0
5012000545 | Protection Case Motor | KTI1 | L500 | EA | 2 | 2 | 0 | 0
5012000546 | Protective Circuit Bridge 32231 | KTI1 | L500 | UN | 1 | 1 | 0 | 0
5012000547 | Pully Brake | KTI1 | L500 | EA | 1 | 1 | 0 | 0
5012000548 | Pully Pinion Accelerator | KTI1 | L500 | EA | 2 | 2 | 0 | 0
5012000549 | Pump Shaft | KTI1 | L500 | EA | 1 | 1 | 0 | 0
5012000550 | Pump Shaft With Rator | KTI1 | L500 | EA | 1 | 1 | 0 | 0
5012000551 | Push Bottom | KTI1 | L500 | EA | 1 | 1 | 0 | 0
5012000552 | Rantai Accelerator | KTI1 | L500 | EA | 0 | 0 | 0 | 0
5012000553 | Recorder Prosen 6 Channel | KTI1 | L500 | EA | 2 | 2 | 0 | 0
5012000554 | Rectifier SKO30 12AI | KTI1 | L500 | EA | 2 | 2 | 0 | 0
5012000555 | Reducer | KTI1 | L500 | EA | 1 | 1 | 0 | 0
5012000556 | Reducer 0,5"x1" Galvanis | KTI1 | L500 | EA | 172 | 172 | 0 | 0
5012000557 | Reducer 0,5"x1,5" Galvanis | KTI1 | L500 | EA | 94 | 94 | 0 | 0
5012000558 | Reducer 0,75"x1,5" | KTI1 | L500 | EA | 50 | 50 | 0 | 0
5012000559 | Reducer 1,25x1,5" Galvanis | KTI1 | L500 | EA | 8 | 8 | 0 | 0
5012000560 | Reducer 1,5" x 1" Galvanis | KTI1 | L500 | EA | 9 | 9 | 0 | 0
5012000561 | Reducer 1,5"x1,25" Galvanis | KTI1 | L500 | EA | 1 | 1 | 0 | 0
5012000562 | Reducer 1/2"x2" Galvanis | KTI1 | L500 | EA | 24 | 24 | 0 | 0
5012000563 | Reducer 110x50 | KTI1 | L500 | EA | 1 | 1 | 0 | 0
5012000564 | Reducer 25x20 | KTI1 | L500 | EA | 6 | 6 | 0 | 0
5012000565 | Reducer 3/4" x 2" Galvanis | KTI1 | L500 | EA | 49 | 49 | 0 | 0
5012000566 | Reducer 3/4"x1/2" PVC | KTI1 | L500 | EA | 5 | 5 | 0 | 0
5012000567 | Reducer 4"x2,5" Galvanis | KTI1 | L500 | EA | 1 | 1 | 0 | 0
5012000568 | Reducer 90x63 GF PVC | KTI1 | L500 | EA | 6 | 6 | 0 | 0
5012000569 | Reducer Bos DN 63x40 | KTI1 | L500 | EA | 13 | 13 | 0 | 0
5012000570 | Reducer Bos NW40x20 Socket | KTI1 | L500 | EA | 4 | 4 | 0 | 0
5012000571 | Reducer Bos NW40x25 | KTI1 | L500 | EA | 10 | 10 | 0 | 0
5012000572 | Reducer Bos NW90x50 | KTI1 | L500 | EA | 2 | 2 | 0 | 0
5012000573 | Reducer D32 16 PVC | KTI1 | L500 | EA | 5 | 5 | 0 | 0
5012000574 | Reducer Gear 450 D96 | KTI1 | L500 | EA | 3 | 3 | 0 | 0
5012000575 | Reducer Gear S120E | KTI1 | L500 | EA | 3 | 3 | 0 | 0
5012000576 | Reducer NW 25-20 | KTI1 | L500 | EA | 20 | 20 | 0 | 0
5012000577 | Reducer NW 32x26 PVC | KTI1 | L500 | EA | 10 | 10 | 0 | 0
5012000578 | Reducer NW12 25 PVC | KTI1 | L500 | EA | 5 | 5 | 0 | 0
5012000579 | Reducer NW20 PVC | KTI1 | L500 | EA | 17 | 17 | 0 | 0
5012000580 | Reducer NW40x32 | KTI1 | L500 | EA | 1 | 1 | 0 | 0
5012000581 | Reducer NW80 | KTI1 | L500 | EA | 3 | 3 | 0 | 0
5012000582 | Relay 180 Impuls | KTI1 | L500 | EA | 1 | 1 | 0 | 0
5012000583 | Relay 315E | KTI1 | L500 | EA | 3 | 3 | 0 | 0
5012000584 | Relay 36-50 Bosch | KTI1 | L500 | EA | 4 | 4 | 0 | 0
5012000585 | Relay Bimetal 3uA 4500 8AG | KTI1 | L500 | EA | 1 | 1 | 0 | 0
5012000586 | Relay Time 4A 7RG 361 | KTI1 | L500 | EA | 1 | 1 | 0 | 0
5012000587 | Relo Rusing Busing | KTI1 | L500 | EA | 5 | 5 | 0 | 0
5012000588 | Resistor 240Ohm 10% | KTI1 | L500 | EA | 1 | 1 | 0 | 0
5012000589 | Return Filter, RF 60,G.20 | KTI1 | L500 | EA | 1 | 1 | 0 | 0
5012000590 | Ring BN60 | KTI1 | L500 | EA | 3 | 3 | 0 | 0
5012000591 | Ring Key | KTI1 | L500 | EA | 2 | 2 | 0 | 0
5012000592 | Ring O | KTI1 | L500 | EA | 1 | 1 | 0 | 0
5012000593 | Ring O | KTI1 | L500 | EA | 1 | 1 | 0 | 0
5012000594 | Ring O | KTI1 | L500 | EA | 3 | 3 | 0 | 0
5012000595 | RIng O | KTI1 | L500 | EA | 5 | 5 | 0 | 0
5012000596 | Ring O 004947-1245 | KTI1 | L500 | EA | 5 | 5 | 0 | 0
5012000597 | Ring O 1,5 | KTI1 | L500 | EA | 21 | 21 | 0 | 0
5012000598 | Ring O 101 | KTI1 | L500 | EA | 5 | 5 | 0 | 0
5012000599 | Ring O 101 A709 | KTI1 | L500 | EA | 0 | 0 | 0 | 0
5012000600 | Ring O 20/26 | KTI1 | L500 | EA | 4 | 4 | 0 | 0
5012000601 | Ring O 201224 | KTI1 | L500 | SET | 1 | 1 | 0 | 0
5012000602 | Ring O 333C | KTI1 | L500 | EA | 9 | 9 | 0 | 0
5012000603 | Ring O 47 | KTI1 | L500 | EA | 2 | 2 | 0 | 0
5012000604 | Ring O 47084 | KTI1 | L500 | EA | 2 | 2 | 0 | 0
5012000605 | Ring O 4997 11 45 | KTI1 | L500 | EA | 1 | 1 | 0 | 0
5012000606 | Ring O 99723 | KTI1 | L500 | EA | 2 | 2 | 0 | 0
5012000607 | Ring O B17012 | KTI1 | L500 | SET | 1 | 1 | 0 | 0
5012000608 | Ring O EY40578 | KTI1 | L500 | EA | 2 | 2 | 0 | 0
5012000609 | Ring O Fice | KTI1 | L500 | EA | 1 | 1 | 0 | 0
5012000610 | Ring O LP31702 | KTI1 | L500 | EA | 3 | 3 | 0 | 0
5012000611 | Ring O N200 | KTI1 | L500 | EA | 13 | 13 | 0 | 0
5012000612 | Ring O P41546 | KTI1 | L500 | EA | 3 | 3 | 0 | 0
5012000613 | Ring O, 122685 | KTI1 | L500 | EA | 10 | 10 | 0 | 0
5012000614 | Ring Per | KTI1 | L500 | EA | 43 | 43 | 0 | 0
5012000615 | Ring Per | KTI1 | L500 | EA | 94 | 94 | 0 | 0
5012000616 | Ring Segi Empat | KTI1 | L500 | EA | 3 | 3 | 0 | 0
5012000617 | Ring Sie 30x36 | KTI1 | L500 | EA | 4 | 4 | 0 | 0
5012000618 | Ring Solder 3,2mm Zenith | KTI1 | L500 | EA | 9 | 9 | 0 | 0
5012000619 | Ring V | KTI1 | L500 | EA | 2 | 2 | 0 | 0
5012000620 | Ring V Karet | KTI1 | L500 | EA | 8 | 8 | 0 | 0
5012000621 | Ring V V140 | KTI1 | L500 | EA | 5 | 5 | 0 | 0
5012000622 | Rod Probe 11302 | KTI1 | L500 | EA | 5 | 5 | 0 | 0
5012000623 | Roller Chain Double | KTI1 | L500 | EA | 1 | 1 | 0 | 0
5012000624 | Rota Meter 100CBS | KTI1 | L500 | EA | 1 | 1 | 0 | 0
5012000625 | Rota Meter Black | KTI1 | L500 | EA | 2 | 2 | 0 | 0
5012000626 | Roto Motor Tube | KTI1 | L500 | EA | 1 | 1 | 0 | 0
5012000627 | Rubber Compensator DN100 | KTI1 | L500 | EA | 6 | 6 | 0 | 0
5012000628 | Rubber Joint 2" | KTI1 | L500 | EA | 4 | 4 | 0 | 0
5012000629 | Rubber Joint 3" | KTI1 | L500 | EA | 5 | 5 | 0 | 0
5012000630 | Rumah Sikring 2 - 25 Amp | KTI1 | L500 | EA | 36 | 36 | 0 | 0
5012000631 | Rumah Sikring 25, 63 Amp | KTI1 | L500 | EA | 43 | 43 | 0 | 0
5012000632 | Schromble 000933D1 | KTI1 | L500 | EA | 2 | 2 | 0 | 0
5012000633 | Screw Cap P22133 | KTI1 | L500 | EA | 2 | 2 | 0 | 0
5012000634 | Screw Set 8x25 | KTI1 | L500 | EA | 4 | 4 | 0 | 0
5012000635 | Screw Set P6122 | KTI1 | L500 | SET | 2 | 2 | 0 | 0
5012000636 | Seal 45mm | KTI1 | L500 | EA | 5 | 5 | 0 | 0
5012000637 | Seal Block | KTI1 | L500 | EA | 2 | 2 | 0 | 0
5012000638 | Seal GA FXE | KTI1 | L500 | EA | 2 | 2 | 0 | 0
5012000639 | Seal Mechanical | KTI1 | L500 | EA | 1 | 1 | 0 | 0
5012000640 | Seal Mechanical 3/8" | KTI1 | L500 | EA | 1 | 1 | 0 | 0
5012000641 | Seal Membran | KTI1 | L500 | EA | 12 | 12 | 0 | 0
5012000642 | Seal Oil | KTI1 | L500 | EA | 5 | 5 | 0 | 0
5012000643 | Seal Oil 10x100x120 | KTI1 | L500 | EA | 2 | 2 | 0 | 0
5012000644 | Seal Oil 110x130x13 | KTI1 | L500 | EA | 2 | 2 | 0 | 0
5012000645 | Seal Oil 120x150x15 | KTI1 | L500 | EA | 13 | 13 | 0 | 0
5012000646 | Seal Oil 150x100x15 | KTI1 | L500 | EA | 8 | 8 | 0 | 0
5012000647 | Seal Oil 35x25x6 | KTI1 | L500 | EA | 5 | 5 | 0 | 0
5012000648 | Seal Oil 35x52x8 | KTI1 | L500 | EA | 1 | 1 | 0 | 0
5012000649 | Seal Oil 50x80x13x72 | KTI1 | L500 | EA | 8 | 8 | 0 | 0
5012000650 | Seal Oil 70x90x12 | KTI1 | L500 | EA | 1 | 1 | 0 | 0
5012000651 | Seal P34166 | KTI1 | L500 | EA | 1 | 1 | 0 | 0
5012000652 | Seal P92430 Capillary | KTI1 | L500 | EA | 2 | 2 | 0 | 0
5012000653 | Seal PXO.39 S92-1 | KTI1 | L500 | EA | 2 | 2 | 0 | 0
5012000654 | Seal Ring | KTI1 | L500 | EA | 1 | 1 | 0 | 0
5012000655 | Seal Ring 16D | KTI1 | L500 | EA | 2 | 2 | 0 | 0
5012000656 | Seal Ring 3833-954 | KTI1 | L500 | EA | 10 | 10 | 0 | 0
5012000657 | Seal Ring A18x2 | KTI1 | L500 | EA | 6 | 6 | 0 | 0
5012000658 | Seal Ring Kuningan | KTI1 | L500 | EA | 10 | 10 | 0 | 0
5012000659 | Seal Ring O | KTI1 | L500 | EA | 3 | 3 | 0 | 0
5012000660 | Seal Ring/Gasket | KTI1 | L500 | EA | 3 | 3 | 0 | 0
5012000661 | Sealing Ring | KTI1 | L500 | EA | 9 | 9 | 0 | 0
5012000662 | Sealing Ring/Genset MTU | KTI1 | L500 | EA | 2 | 2 | 0 | 0
5012000663 | Selenoid Lock Out Button 4HG413 0484 | KTI1 | L500 | EA | 3 | 3 | 0 | 0
5012000664 | Sensor Chlorine | KTI1 | L500 | EA | 2 | 2 | 0 | 0
5012000665 | Shaft 2110-8 Grundfos | KTI1 | L500 | EA | 2 | 2 | 0 | 0
5012000666 | Shaft Exit for Gear | KTI1 | L500 | EA | 3 | 3 | 0 | 0
5012000667 | Shaft Gate Waduk | KTI1 | L500 | EA | 1 | 1 | 0 | 0
5012000668 | Shaft LN3404 | KTI1 | L500 | EA | 2 | 2 | 0 | 0
5012000669 | Shaft M25 | KTI1 | L500 | EA | 1 | 1 | 0 | 0
5012000670 | Shaft Prime Pinion | KTI1 | L500 | EA | 2 | 2 | 0 | 0
5012000671 | Shaft Pump | KTI1 | L500 | EA | 1 | 1 | 0 | 0
5012000672 | Shaft Sleve 117 | KTI1 | L500 | EA | 1 | 1 | 0 | 0
5012000673 | Shaft Sleve Transmitter | KTI1 | L500 | EA | 10 | 10 | 0 | 0
5012000674 | Silo Meter SG HE 0-100% | KTI1 | L500 | EA | 1 | 1 | 0 | 0
5012000675 | Slang Air 1,25" | KTI1 | L500 | ROL | 1 | 1 | 0 | 0
5012000676 | Sock 2" Drat Luar | KTI1 | L500 | EA | 1 | 1 | 0 | 0
5012000677 | Socket 1,5" Galvanis | KTI1 | L500 | EA | 44 | 44 | 0 | 0
5012000678 | Socket 110x4" Drat Dalam | KTI1 | L500 | EA | 14 | 14 | 0 | 0
5012000679 | Socket 110x4" Drat Luar | KTI1 | L500 | EA | 9 | 9 | 0 | 0
5012000680 | Socket 3" Galvanis | KTI1 | L500 | EA | 2 | 2 | 0 | 0
5012000681 | Socket 4" Galvanis | KTI1 | L500 | EA | 6 | 6 | 0 | 0
5012000682 | Socket 6" Galvanis | KTI1 | L500 | EA | 1 | 1 | 0 | 0
5012000683 | Socket 63A 3Phase | KTI1 | L500 | EA | 4 | 4 | 0 | 0
5012000684 | Socket 64A 3Phase | KTI1 | L500 | EA | 3 | 3 | 0 | 0
5012000685 | Socket 90x75x25 Drat Luar | KTI1 | L500 | EA | 14 | 14 | 0 | 0
5012000686 | Socket D25 Drat Dalam | KTI1 | L500 | EA | 14 | 14 | 0 | 0
5012000687 | Socket D25 Drat Luar | KTI1 | L500 | EA | 2 | 2 | 0 | 0
5012000688 | Socket DL 110x90x3" | KTI1 | L500 | EA | 2 | 2 | 0 | 0
5012000689 | Socket Drat Dalam 110 x 4" GF | KTI1 | L500 | EA | 15 | 15 | 0 | 0
5012000690 | Socket GF PVC D25/Drat Dalam | KTI1 | L500 | EA | 13 | 13 | 0 | 0
5012000691 | Socket Kuningan, 1/2" | KTI1 | L500 | EA | 13 | 13 | 0 | 0
5012000692 | Socket NBC | KTI1 | L500 | EA | 2 | 2 | 0 | 0
5012000693 | Socket NW15x20 PVC | KTI1 | L500 | EA | 15 | 15 | 0 | 0
5012000694 | Socket NW65 | KTI1 | L500 | EA | 7 | 7 | 0 | 0
5012000695 | Socket Pipa GF Drat Dalam 25mm | KTI1 | L500 | EA | 14 | 14 | 0 | 0
5012000696 | Socket PVC 1 1/2" . | KTI1 | L500 | EA | 11 | 11 | 0 | 0
5012000697 | Socket PVC 3" | KTI1 | L500 | EA | 2 | 2 | 0 | 0
5012000698 | Socket PVC GF, DD 3" | KTI1 | L500 | EA | 10 | 10 | 0 | 0
5012000699 | Socket Stainless Steel | KTI1 | L500 | EA | 15 | 15 | 0 | 0
5012000700 | Socket Vegasel | KTI1 | L500 | EA | 7 | 7 | 0 | 0
5012000701 | Spie | KTI1 | L500 | EA | 2 | 2 | 0 | 0
5012000702 | Spie | KTI1 | L500 | EA | 6 | 6 | 0 | 0
5012000703 | Spie Gear | KTI1 | L500 | EA | 3 | 3 | 0 | 0
5012000704 | Spiral PVC | KTI1 | L500 | EA | 1 | 1 | 0 | 0
5012000705 | Spring | KTI1 | L500 | EA | 1 | 1 | 0 | 0
5012000706 | Spring | KTI1 | L500 | EA | 6 | 6 | 0 | 0
5012000707 | Spring 0,75x3cm Spiral | KTI1 | L500 | EA | 5 | 5 | 0 | 0
5012000708 | Spring 05 | KTI1 | L500 | EA | 4 | 4 | 0 | 0
5012000709 | Spring 424A94 | KTI1 | L500 | EA | 4 | 4 | 0 | 0
5012000710 | Spring P39725 | KTI1 | L500 | EA | 1 | 1 | 0 | 0
5012000711 | Staffing Box Ring | KTI1 | L500 | EA | 10 | 10 | 0 | 0
5012000712 | Stator ML10.200 | KTI1 | L500 | EA | 0 | 0 | 0 | 0
5012000713 | Steam Plug | KTI1 | L500 | EA | 8 | 8 | 0 | 0
5012000714 | Stem Cam, 34762 | KTI1 | L500 | EA | 2 | 2 | 0 | 0
5012000715 | Strainer GF NW 50 PVC | KTI1 | L500 | EA | 5 | 5 | 0 | 0
5012000716 | Supporting Cramic | KTI1 | L500 | EA | 36 | 36 | 0 | 0
5012000717 | Switch Auxiliary 3PX 9102 OA | KTI1 | L500 | EA | 6 | 6 | 0 | 0
5012000718 | Switch Flock Level | KTI1 | L500 | EA | 1 | 1 | 0 | 0
5012000719 | Switch Flow 16951 IMO | KTI1 | L500 | EA | 12 | 12 | 0 | 0
5012000720 | Switch Level HTA 182 | KTI1 | L500 | EA | 5 | 5 | 0 | 0
5012000721 | Switch Level HTA 380 | KTI1 | L500 | EA | 5 | 5 | 0 | 0
5012000722 | Switch Limit | KTI1 | L500 | EA | 2 | 2 | 0 | 0
5012000723 | Switch Limit Servo Motor | KTI1 | L500 | EA | 1 | 1 | 0 | 0
5012000724 | Switch Micro | KTI1 | L500 | EA | 1 | 1 | 0 | 0
5012000725 | Switch Pressure | KTI1 | L500 | EA | 5 | 5 | 0 | 0
5012000726 | Switch Pressure 6NN | KTI1 | L500 | EA | 1 | 1 | 0 | 0
5012000727 | Switch Pressure FF44 | KTI1 | L500 | EA | 1 | 1 | 0 | 0
5012000728 | Switch Selector 3LB3200 | KTI1 | L500 | EA | 2 | 2 | 0 | 0
5012000729 | Switch Selector C17 | KTI1 | L500 | EA | 1 | 1 | 0 | 0
5012000730 | Switch Unit | KTI1 | L500 | EA | 2 | 2 | 0 | 0
5012000731 | Syntho Glass Neptune (Rejeck) | KTI1 | L500 | BOX | 4 | 4 | 0 | 0
5012000732 | Tachometer 400-1000RPM | KTI1 | L500 | EA | 2 | 2 | 0 | 0
5012000733 | Takel Fully | KTI1 | L500 | EA | 3 | 3 | 0 | 0
5012000734 | Tank Level | KTI1 | L500 | EA | 1 | 1 | 0 | 0
5012000735 | Tank Pressure Measurement | KTI1 | L500 | EA | 2 | 2 | 0 | 0
5012000736 | Tape Supporting | KTI1 | L500 | EA | 0 | 0 | 0 | 0
5012000737 | Tee 731 | KTI1 | L500 | EA | 12 | 12 | 0 | 0
5012000738 | Tee 0,75x2" Galvanis | KTI1 | L500 | EA | 10 | 10 | 0 | 0
5012000739 | Tee 1"x0,5" Galvanis | KTI1 | L500 | EA | 3 | 3 | 0 | 0
5012000740 | Tee 1,5x0,75" PVC | KTI1 | L500 | EA | 17 | 17 | 0 | 0
5012000741 | Tee 1,5x1,5" Gallvanis | KTI1 | L500 | EA | 7 | 7 | 0 | 0
5012000742 | Tee 1x1" Galvanis | KTI1 | L500 | EA | 2 | 2 | 0 | 0
5012000743 | Tee 2"x2" PVC | KTI1 | L500 | EA | 141 | 141 | 0 | 0
5012000744 | Tee 2"x2" PVC GF | KTI1 | L500 | EA | 20 | 20 | 0 | 0
5012000745 | Tee 2x0,75" PVC | KTI1 | L500 | EA | 15 | 15 | 0 | 0
5012000746 | Tee 2x1,5" Galvanis | KTI1 | L500 | EA | 13 | 13 | 0 | 0
5012000747 | Tee 3"x2" PVC | KTI1 | L500 | EA | 10 | 10 | 0 | 0
5012000748 | Tee 3"x3" PVC | KTI1 | L500 | EA | 12 | 12 | 0 | 0
5012000749 | Tee 3"x3" PVC | KTI1 | L500 | EA | 4 | 4 | 0 | 0
5012000750 | Tee 3"x3" PVC | KTI1 | L500 | EA | 8 | 8 | 0 | 0
5012000751 | Tee 3x1,5" PVC | KTI1 | L500 | EA | 9 | 9 | 0 | 0
5012000752 | Tee 4"x2" Galvanis | KTI1 | L500 | EA | 1 | 1 | 0 | 0
5012000753 | Tee 4"x2" PVC | KTI1 | L500 | EA | 5 | 5 | 0 | 0
5012000754 | Tee 4"x3" PVC | KTI1 | L500 | EA | 9 | 9 | 0 | 0
5012000755 | Tee 4"x4" PVC | KTI1 | L500 | EA | 7 | 7 | 0 | 0
5012000756 | Tee 50x32x50 PVC | KTI1 | L500 | EA | 3 | 3 | 0 | 0
5012000757 | Tee 6"x3" PVC | KTI1 | L500 | EA | 3 | 3 | 0 | 0
5012000758 | Tee 6"x4" PVC | KTI1 | L500 | EA | 9 | 9 | 0 | 0
5012000759 | Tee 90 NW100 PVC | KTI1 | L500 | EA | 4 | 4 | 0 | 0
5012000760 | Tee 90 NW40 PVC | KTI1 | L500 | EA | 3 | 3 | 0 | 0
5012000761 | Tee DN63x50 PVC | KTI1 | L500 | EA | 6 | 6 | 0 | 0
5012000762 | Tee NW 32 GF | KTI1 | L500 | EA | 14 | 14 | 0 | 0
5012000763 | Tee NW65 PVC GF | KTI1 | L500 | EA | 2 | 2 | 0 | 0
5012000764 | Tee PVC GF, DN 25 | KTI1 | L500 | EA | 15 | 15 | 0 | 0
5012000765 | Tee PVC NW 20 | KTI1 | L500 | EA | 8 | 8 | 0 | 0
5012000766 | Tee Steel 2" | KTI1 | L500 | EA | 0 | 0 | 0 | 0
5012000767 | Tee Y 90 GF PVC | KTI1 | L500 | EA | 3 | 3 | 0 | 0
5012000768 | Teflon | KTI1 | L500 | EA | 5 | 5 | 0 | 0
5012000769 | Teflon Packing 1/2" | KTI1 | L500 | EA | 2 | 2 | 0 | 0
5012000770 | Terminal 8WA 8701 8711 (Rejeck) | KTI1 | L500 | EA | 8 | 8 | 0 | 0
5012000771 | Terminal Box 52Y 113 | KTI1 | L500 | EA | 1 | 1 | 0 | 0
5012000772 | Terminal Cable 4 mm | KTI1 | L500 | EA | 16 | 16 | 0 | 0
5012000773 | Thermometer Bimotalic | KTI1 | L500 | EA | 1 | 1 | 0 | 0
5012000774 | Thermostat 30-120C | KTI1 | L500 | EA | 3 | 3 | 0 | 0
5012000775 | Thermostat TF434 | KTI1 | L500 | EA | 1 | 1 | 0 | 0
5012000776 | Throtle Return | KTI1 | L500 | EA | 1 | 1 | 0 | 0
5012000777 | Timah Hitam | KTI1 | L500 | EA | 1 | 1 | 0 | 0
5012000778 | Timer Contact VP3 | KTI1 | L500 | EA | 2 | 2 | 0 | 0
5012000779 | Timer Electric 120V TN3431 | KTI1 | L500 | EA | 1 | 1 | 0 | 0
5012000780 | Timer Mekanik 525L | KTI1 | L500 | EA | 2 | 2 | 0 | 0
5012000781 | Tinta Recorder | KTI1 | L500 | EA | 7 | 7 | 0 | 0
5012000782 | Totalizer 1423421 | KTI1 | L500 | EA | 3 | 3 | 0 | 0
5012000783 | Touthed Whell | KTI1 | L500 | EA | 4 | 4 | 0 | 0
5012000784 | Traction Light OBP | KTI1 | L500 | EA | 2 | 2 | 0 | 0
5012000785 | Trafo 0,5K2 | KTI1 | L500 | EA | 11 | 11 | 0 | 0
5012000786 | Trafo 1A 805s | KTI1 | L500 | EA | 12 | 12 | 0 | 0
5012000787 | Trafo 240-33 ETS05 | KTI1 | L500 | EA | 1 | 1 | 0 | 0
5012000788 | Trafo 4A 1021 06L | KTI1 | L500 | EA | 1 | 1 | 0 | 0
5012000789 | Trafo 4A 220V 5741 3801 | KTI1 | L500 | EA | 1 | 1 | 0 | 0
5012000790 | Trafo Arus 1000/5A | KTI1 | L500 | EA | 1 | 1 | 0 | 0
5012000791 | Transmitter Exflow A50x2214 | KTI1 | L500 | EA | 2 | 2 | 0 | 0
5012000792 | TT Nut Wrech | KTI1 | L500 | EA | 2 | 2 | 0 | 0
5012000793 | Tube | KTI1 | L500 | EA | 2 | 2 | 0 | 0
5012000794 | Tube Assembly 16089 | KTI1 | L500 | EA | 1 | 1 | 0 | 0
5012000795 | Tube Metering 429916 | KTI1 | L500 | EA | 1 | 1 | 0 | 0
5012000796 | Tube Metering Float | KTI1 | L500 | EA | 1 | 1 | 0 | 0
5012000797 | Tube Motory | KTI1 | L500 | EA | 1 | 1 | 0 | 0
5012000798 | Tubing Tembaga 1/4" | KTI1 | L500 | ROL | 1 | 1 | 0 | 0
5012000799 | Union DN40 50 | KTI1 | L500 | EA | 6 | 6 | 0 | 0
5012000800 | Union NW 50 | KTI1 | L500 | EA | 4 | 4 | 0 | 0
5012000801 | Union NW 65 | KTI1 | L500 | EA | 8 | 8 | 0 | 0
5012000802 | Universal Packing | KTI1 | L500 | EA | 7 | 7 | 0 | 0
5012000803 | V - RIng | KTI1 | L500 | ROL | 2 | 2 | 0 | 0
5012000804 | V Ring | KTI1 | L500 | EA | 5 | 5 | 0 | 0
5012000805 | Vaccum Gauge | KTI1 | L500 | EA | 4 | 4 | 0 | 0
5012000806 | Valve 0,75" 71 P1142 AA | KTI1 | L500 | EA | 1 | 1 | 0 | 0
5012000807 | Valve 1" Ball Check DN 20 | KTI1 | L500 | EA | 2 | 2 | 0 | 0
5012000808 | Valve Ball Check DN 15 0,5" | KTI1 | L500 | EA | 10 | 10 | 0 | 0
5012000809 | Valve Ball Check DN 50 | KTI1 | L500 | EA | 2 | 2 | 0 | 0
5012000810 | Valve Ball Check NW 50x2 | KTI1 | L500 | EA | 4 | 4 | 0 | 0
5012000811 | Valve Ball Check NW 80 | KTI1 | L500 | EA | 5 | 5 | 0 | 0
5012000812 | Valve Ball D 0,375" | KTI1 | L500 | EA | 7 | 7 | 0 | 0
5012000813 | Valve Ball DN 65 Type 370 | KTI1 | L500 | EA | 5 | 5 | 0 | 0
5012000814 | Valve Bolt, 1/2" | KTI1 | L500 | EA | 8 | 8 | 0 | 0
5012000815 | Valve Bolt, 2" | KTI1 | L500 | EA | 1 | 1 | 0 | 0
5012000816 | Valve Check 12" | KTI1 | L500 | EA | 1 | 1 | 0 | 0
5012000817 | Valve Check 3" SS304 | KTI1 | L500 | EA | 0 | 0 | 0 | 0
5012000818 | Valve Cock, 1/2" | KTI1 | L500 | EA | 6 | 6 | 0 | 0
5012000819 | Valve Diaphragm 4" | KTI1 | L500 | EA | 1 | 1 | 0 | 0
5012000820 | Valve Diaphragm D100, DN 10-4" | KTI1 | L500 | UN | 1 | 1 | 0 | 0
5012000821 | Valve Diaphragm DN 50 | KTI1 | L500 | EA | 6 | 6 | 0 | 0
5012000822 | Valve Diaphragm DN 65 | KTI1 | L500 | EA | 1 | 1 | 0 | 0
5012000823 | Valve Diaphragm ND 50 Flange | KTI1 | L500 | EA | 5 | 5 | 0 | 0
5012000824 | Valve Diaphragm NW100 | KTI1 | L500 | EA | 2 | 2 | 0 | 0
5012000825 | Valve Diaphragm NW50 | KTI1 | L500 | EA | 1 | 1 | 0 | 0
5012000826 | Valve Handle 1" Merah | KTI1 | L500 | EA | 1 | 1 | 0 | 0
5012000827 | Valve Handle 3" Hitam | KTI1 | L500 | EA | 2 | 2 | 0 | 0
5012000828 | Valve Handle D90 DN80 | KTI1 | L500 | EA | 7 | 7 | 0 | 0
5012000829 | Valve Handle NW1-80 | KTI1 | L500 | EA | 4 | 4 | 0 | 0
5012000830 | Valve Insert | KTI1 | L500 | EA | 6 | 6 | 0 | 0
5012000831 | Valve Kitz 1,5" | KTI1 | L500 | EA | 6 | 6 | 0 | 0
5012000832 | Valve Needle D37724 | KTI1 | L500 | EA | 1 | 1 | 0 | 0
5012000833 | Valve NW50 Setting Bolt | KTI1 | L500 | EA | 3 | 3 | 0 | 0
5012000834 | Valve NW80 Angle Seat Check | KTI1 | L500 | EA | 5 | 5 | 0 | 0
5012000835 | Valve Relief | KTI1 | L500 | EA | 1 | 1 | 0 | 0
5012000836 | Valve Relief 120B | KTI1 | L500 | EA | 2 | 2 | 0 | 0
5012000837 | Valve Relief 50 mm | KTI1 | L500 | EA | 1 | 1 | 0 | 0
5012000838 | Valve Selenoid 331 K890 GF | KTI1 | L500 | EA | 6 | 6 | 0 | 0
5012000839 | Valve Tank Auxiliary | KTI1 | L500 | EA | 20 | 20 | 0 | 0
5012000840 | Valve V100 49996 | KTI1 | L500 | EA | 2 | 2 | 0 | 0
5012000841 | Vinion 2,5" | KTI1 | L500 | EA | 2 | 2 | 0 | 0
5012000842 | Voltage Tranformer, STNR 3852 | KTI1 | L500 | EA | 20 | 20 | 0 | 0
5012000843 | V-Ring Part 120 | KTI1 | L500 | EA | 9 | 9 | 0 | 0
5012000844 | Water Mur 0,5" 20 PN16 | KTI1 | L500 | EA | 11 | 11 | 0 | 0
5012000845 | Water Mur 0,5" Galvanis | KTI1 | L500 | EA | 49 | 49 | 0 | 0
5012000846 | Water Mur 1" Galvanis | KTI1 | L500 | EA | 1 | 1 | 0 | 0
5012000847 | Water Mur 1,25" Galvanis | KTI1 | L500 | EA | 2 | 2 | 0 | 0
5012000848 | Water Mur 2,5" Galvanis | KTI1 | L500 | EA | 9 | 9 | 0 | 0
5012000849 | Water Mur 3" | KTI1 | L500 | EA | 16 | 16 | 0 | 0
5012000850 | Water Mur 3" Galvanis | KTI1 | L500 | EA | 9 | 9 | 0 | 0
5012000851 | Water Mur 4" 10P 113 50 | KTI1 | L500 | EA | 4 | 4 | 0 | 0
5012000852 | Water Mur 6" Galvanis | KTI1 | L500 | EA | 1 | 1 | 0 | 0
5012000853 | Water Mur GF 1" | KTI1 | L500 | EA | 9 | 9 | 0 | 0
5012000854 | Water Mur GF 2" | KTI1 | L500 | EA | 9 | 9 | 0 | 0
5012000855 | Water Mur NW 20 | KTI1 | L500 | EA | 11 | 11 | 0 | 0
5012000856 | Wheel Plate Form | KTI1 | L500 | EA | 3 | 3 | 0 | 0
5012000857 | Wheel Primary | KTI1 | L500 | EA | 4 | 4 | 0 | 0
5012000858 | Wheel Van | KTI1 | L500 | EA | 2 | 2 | 0 | 0
5012000859 | Wing | KTI1 | L500 | EA | 2 | 2 | 0 | 0
5012000861 | Electrode pH Combinaton, Sensolyt DWA | KTI1 | L1H1 | EA | 2 | 14300000 | 0 | 0
5012000862 | Mechanical Seal Ebara 100 DLB 55.5 | KTI1 | L1H5 | EA | 1 | 8113050 | 0 | 0
5012000863 | Module Analog Inp. 16 chanel,900A16-0101 | KTI1 | L1G2 | EA | 0 | 0 | 0 | 0
5012000864 | Power Meter, Power Logic PM 5560 | KTI1 | L1G1 | UN | 0 | 0 | 0 | 0
5012000865 | Pressure trasmitter, 0-10 bar Â½" NPT | KTI1 | L1H4 | UN | 3 | 8088300 | 0 | 0
5012000866 | Nokian Power Capacitor, 13,1 Micro Farad | KTI1 | L100 | PC | 0 | 0 | 0 | 0
5012000866 | Nokian Power Capacitor, 13,1 Micro Farad | KTI1 | L1H1 | PC | 0 | 0 | 0 | 0
5012000867 | Shaft Head 1.938 x 64.5" LG | KTI1 | L100 | PC | 0 | 0 | 0 | 0
5012000867 | Shaft Head 1.938 x 64.5" LG | KTI1 | L1I5 | PC | 0 | 0 | 0 | 0
5012000868 | Brush Holder, G5238 | KTI1 | L1H5 | PC | 25 | 151250000 | 0 | 0
5012000869 | Axial Bearing, P/N 3012 | KTI1 | L100 | PC | 1 | 35565612 | 0 | 0
5012000870 | Ball Bearing, P/N 3011 | KTI1 | L100 | PC | 1 | 5667710 | 0 | 0
5012000870 | Ball Bearing, P/N 3011 | KTI1 | L1I5 | PC | 0 | 0 | 0 | 0
5012000871 | Bearing, 29422E SKF | KTI1 | L1I5 | EA | 0 | 0 | 0 | 0
5012000872 | Butterfly Valve 12", DN.300 Ductile Iron | KTI1 | L100 | EA | 2 | 84503900 | 0 | 0
5012000873 | Capasitor MKP, 25 kVAR 415V 3x154 ÂµF | KTI1 | L1G1 | EA | 9 | 21140089 | 0 | 0
5012000873 | Capasitor MKP, 25 kVAR 415V 3x154 ÂµF | KTI1 | L1G5 | EA | 0 | 0 | 0 | 0
5012000873 | Capasitor MKP, 25 kVAR 415V 3x154 ÂµF | KTI1 | L1H1 | EA | 0 | 0 | 0 | 0
5012000874 | Capasitor MKP, 25 kVAR 415V 3x154 ÂµF | KTI1 | L1G5 | EA | 0 | 0 | 0 | 0
5012000875 | Casing Wear Ring, P/N1500 | KTI1 | L100 | PC | 3 | 31353030 | 0 | 0
5012000876 | Casing Wearing 502 | KTI1 | L1D5 | EA | 4 | 263648810 | 0 | 0
5012000877 | Current Transformer Korc 1A 400/5 Amp | KTI1 | L1H3 | EA | 3 | 26731650 | 0 | 0
5012000879 | Drum Flexible Connection, EA-811 | KTI1 | L1H1 | EA | 0 | 0 | 0 | 0
5012000881 | Hydrostatic Transmiter Level Control, Ve | KTI1 | L1G5 | SET | 1 | 40150000 | 0 | 0
5012000881 | Hydrostatic Transmiter Level Control, Ve | KTI1 | L1H5 | SET | 0 | 0 | 0 | 0
5012000882 | Impeller Pompa, 150DL522 | KTI1 | L1H4 | EA | 1 | 8101074 | 0 | 0
5012000883 | Impeller Wearing 503 | KTI1 | L1D5 | EA | 4 | 64355222 | 0 | 0
5012000884 | Inlet Valve Complete, U 17713 | KTI1 | L1H3 | EA | 3 | 31573974 | 0 | 0
5012000885 | KIT SPARE ASCO for 8215G023 | KTI1 | L1H4 | PC | 4 | 23449031 | 0 | 0
5012000886 | KIT Spare Part NO For, 8215 C083 | KTI1 | L1H4 | EA | 9 | 73876588 | 0 | 0
5012000887 | Line Shaft 1.938x10' LG 540027-701-12000 | KTI1 | L100 | PC | 1 | 43475562 | 0 | 0
5012000889 | Line Shaft 1.938x10' LG 540027-701-12000 | KTI1 | L100 | PC | 0 | 0 | 0 | 0
5012000891 | Line Shaft 1.938x5' LG, 540027-701-06000 | KTI1 | L100 | PC | 1 | 31677361 | 0 | 0
5012000892 | Line Shaft Bearing, P/N 3300.1 | KTI1 | L100 | PC | 4 | 10042196 | 0 | 0
5012000893 | Line Shaft Bearing, P/N 3300.2 | KTI1 | L100 | PC | 2 | 10072556 | 0 | 0
5012000894 | Mechanical Seal Catridge 4610, P/N 4200 | KTI1 | L100 | PC | 1 | 84738381 | 0 | 0
5012000895 | Meter Air 20" / 500 | KTI1 | L100 | EA | 1 | 24425000 | 0 | 0
5012000896 | Module Analog Input 900A01-0202 | KTI1 | L1G2 | EA | 0 | 0 | 0 | 0
5012000896 | Module Analog Input 900A01-0202 | KTI1 | L1G5 | EA | 1 | 13690000 | 0 | 0
5012000897 | MV Surge Arrester (V1200) | KTI1 | L1G5 | SET | 1 | 22000000 | 0 | 0
5012000898 | Nokian Power Capacitor, 5,6 Micro Farad | KTI1 | L100 | PC | 1 | 32949271 | 0 | 0
5012000899 | Nut Headshaft, P/N 544649-174-2 | KTI1 | L100 | PC | 1 | 9858771 | 0 | 0
5012000900 | Packing Box Complete | KTI1 | L1H4 | UN | 1 | 106700000 | 0 | 0
5012000901 | PLC Schneider TM 222-110 VDC | KTI1 | L1H2 | PC | 0 | 0 | 0 | 0
5012000902 | Presure Swith, 0 - 16 Bar | KTI1 | L1H2 | EA | 5 | 20321927 | 0 | 0
5012000903 | Pump Shaft, P/N 211, KSB | KTI1 | L1H5 | EA | 1 | 44993533 | 0 | 0
5012000904 | Red Band Wheels | KTI1 | L100 | PC | 0 | 0 | 0 | 0
5012000905 | Retainer Bearing 12X3.00" ID 540209-1057 | KTI1 | L100 | PC | 2 | 12283058 | 0 | 0
5012000906 | Seal Mechanical, B18U2T2V | KTI1 | L1H3 | SET | 0 | 0 | 0 | 0
5012000907 | Seal Mechanical, U12 30 U1 VG | KTI1 | L1H3 | SET | 0 | 0 | 0 | 0
5012000908 | Seal Mechanical, U12.12RU3.U3V | KTI1 | L1H3 | EA | 2 | 27500000 | 0 | 0
5012000909 | Shaft line 10 FT | KTI1 | L1E5 | EA | 0 | 0 | 0 | 0
5012000910 | Shaft Pompa, 211 | KTI1 | L1H4 | EA | 1 | 15033510 | 0 | 0
5012000911 | Shaft Protecting Sleeve, P/N 524.1 | KTI1 | L1D4 | PC | 4 | 106495968 | 0 | 0
5012000912 | Shaft Pump 1.938x2.250x61.25" LG P/N | KTI1 | L100 | PC | 1 | 27152024 | 0 | 0
5012000913 | Shaft Sleeve, 524 Omega 150-360 | KTI1 | L1H4 | EA | 4 | 48926262 | 0 | 0
5012000914 | Shaft Sleeve, P/N 2445 | KTI1 | L100 | PC | 1 | 11965839 | 0 | 0
5012000915 | Shaft Sleeve, P/N 2450 | KTI1 | L100 | PC | 2 | 12914000 | 0 | 0
5012000916 | Shaft Sleeve, P/N 3400.1 | KTI1 | L100 | PC | 1 | 11965839 | 0 | 0
5012000917 | Shaft Sleeve, P/N 3400.2 | KTI1 | L100 | PC | 2 | 19669512 | 0 | 0
5012000918 | Shaft Sleeve, P/N 524 SPY 350 - 370 B | KTI1 | L1G5 | EA | 2 | 51591142 | 0 | 0
5012000919 | Shaft Top Line 1.938x40.625"LG, P/N | KTI1 | L100 | PC | 1 | 19717541 | 0 | 0
5012000920 | Swing Check Valve 12", DN. 300 | KTI1 | L100 | EA | 1 | 64095925 | 0 | 0
5012000921 | Swing Check Valve 4", DN.100 | KTI1 | L100 | EA | 1 | 8108022 | 0 | 0
5012000922 | Swing Check Valve 6", DN.150 | KTI1 | L100 | EA | 1 | 7810000 | 0 | 0
5012000923 | Wear Ring, P/N 512 | KTI1 | L1G5 | EA | 2 | 127193258 | 0 | 0
5012000924 | Kit com 53/55/83/93 curr./freq.out Ex | KTI1 | L1H2 | PC | 0 | 0 | 0 | 0
5012000925 | KIT SPARE ASCO for 8215 Series | KTI1 | L1H1 | PC | 8 | 43120000 | 0 | 0
5012000926 | Module Analog Output. 8 Channel | KTI1 | L1G2 | UN | 0 | 0 | 0 | 0
5012000927 | Bearing 7224 BCBM, SKF | KTI1 | L1I5 | PC | 2 | 14094217 | 0 | 0
5012000928 | Kabel NYFGBY 4 x 150 mm | KTI1 | L100 | M | 0 | 0 | 0 | 0
5013000001 | Pipa steel 1100 mm | KTI1 | L810 | M | 0 | 0 | 0 | 0
5013000002 | Pipa steel 1000 mm | KTI1 | L810 | M | 0 | 0 | 0 | 0
5013000003 | Pipa HDPE dia. 630 mm | KTI1 | L810 | M | 0 | 0 | 0 | 0
5013000004 | Pipa HDPE dia. 560 mm | KTI1 | L810 | M | 0 | 0 | 0 | 0
5013000005 | Pipa HDPE dia. 450 mm | KTI1 | L810 | M | 0 | 0 | 0 | 0
5013000006 | Pipa HDPE dia. 400 mm | KTI1 | L810 | M | 0 | 0 | 0 | 0
5013000007 | Pipa HDPE dia. 355 mm | KTI1 | L810 | M | 0 | 0 | 0 | 0
5013000008 | Pipa HDPE dia. 315 mm | KTI1 | L810 | M | 0 | 0 | 0 | 0
5013000009 | Pipa HDPE dia. 225 mm | KTI1 | L810 | M | 0 | 0 | 0 | 0
5014000564 | Electrode pH Combinaton, Sensolyt DWA | KTI1 | L1H1 | EA | 0 | 0 | 0 | 0
5014000564 | Electrode pH Combinaton, Sensolyt DWA | KTI1 | L1H2 | EA | 0 | 0 | 0 | 0
5014000565 | Mechanical Seal Ebara 100 DLB 55.5 | KTI1 | L1H5 | EA | 0 | 0 | 0 | 0
5014000566 | Module Analog Inp. 16 chanel,900A16-0101 | KTI1 | L1G2 | EA | 0 | 0 | 0 | 0
5014000567 | Power Meter, Power Logic PM 5560 | KTI1 | L1G1 | UN | 0 | 0 | 0 | 0
5014000568 | Pressure trasmitter, 0-10 bar Ã‚Â½" NPT | KTI1 | L1H4 | UN | 0 | 0 | 0 | 0
5014000569 | KIT SPARE ASCO for 8215 Series | KTI1 | L1H1 | PC | 0 | 0 | 0 | 0
5014000570 | Bearing 7224 BCBM, SKF | KTI1 | L1I5 | PC | 0 | 0 | 0 | 0
5014000571 | Brush Holder, G5238 | KTI1 | L1H5 | PC | 0 | 0 | 0 | 0
5014000572 | Axial Bearing, P/N 3012 | KTI1 | L100 | PC | 0 | 0 | 0 | 0
5014000573 | Ball Bearing, P/N 3011 | KTI1 | L100 | PC | 0 | 0 | 0 | 0
5014000574 | Bearing, 29422E SKF | KTI1 | L1I5 | EA | 0 | 0 | 0 | 0
5014000575 | Butterfly Valve 12", DN.300 Ductile Iron | KTI1 | L100 | EA | 0 | 0 | 0 | 0
5014000576 | Capasitor MKP, 25 kVAR 415V 3x154 Ã‚ÂµF | KTI1 | L1G5 | EA | 0 | 0 | 0 | 0
5014000577 | Casing Wear Ring, P/N1500 | KTI1 | L100 | PC | 0 | 0 | 0 | 0
5014000578 | Casing Wearing 502 | KTI1 | L1D5 | EA | 0 | 0 | 0 | 0
5014000579 | Current Transformer Korc 1A 400/5 Amp | KTI1 | L1H3 | EA | 0 | 0 | 0 | 0
5014000580 | Drum Flexible Connection, EA-811 | KTI1 | L1H1 | EA | 0 | 0 | 0 | 0
5014000581 | Hydrostatic Transmiter Level Control, Ve | KTI1 | L1H5 | SET | 0 | 0 | 0 | 0
5014000582 | Impeller Pompa, 150DL522 | KTI1 | L1H4 | EA | 0 | 0 | 0 | 0
5014000583 | Impeller Wearing 503 | KTI1 | L1D5 | EA | 0 | 0 | 0 | 0
5014000584 | Inlet Valve Complete, U 17713 | KTI1 | L1H3 | EA | 0 | 0 | 0 | 0
5014000585 | KIT SPARE ASCO for 8215G023 | KTI1 | L1H4 | PC | 0 | 0 | 0 | 0
5014000586 | KIT Spare Part NO For, 8215 C083 | KTI1 | L1H4 | EA | 0 | 0 | 0 | 0
5014000587 | Line Shaft 1.938x10' LG 540027-701-12000 | KTI1 | L100 | PC | 0 | 0 | 0 | 0
5014000588 | Line Shaft 1.938x5' LG, 540027-701-06000 | KTI1 | L100 | PC | 0 | 0 | 0 | 0
5014000589 | Line Shaft Bearing, P/N 3300.1 | KTI1 | L100 | PC | 0 | 0 | 0 | 0
5014000590 | Line Shaft Bearing, P/N 3300.2 | KTI1 | L100 | PC | 0 | 0 | 0 | 0
5014000591 | Mechanical Seal Catridge 4610, P/N 4200 | KTI1 | L100 | PC | 0 | 0 | 0 | 0
5014000592 | Meter Air 20" / 500 | KTI1 | L100 | EA | 0 | 0 | 0 | 0
5014000593 | Module Analog Input 900A01-0202 | KTI1 | L1G2 | EA | 0 | 0 | 0 | 0
5014000594 | MV Surge Arrester (V1200) | KTI1 | L1G5 | SET | 0 | 0 | 0 | 0
5014000595 | Nokian Power Capacitor, 5,6 Micro Farad | KTI1 | L100 | PC | 0 | 0 | 0 | 0
5014000596 | Nut Headshaft, P/N 544649-174-2 | KTI1 | L100 | PC | 0 | 0 | 0 | 0
5014000597 | Packing Box Complete | KTI1 | L1H4 | UN | 0 | 0 | 0 | 0
5014000598 | PLC Schneider TM 222-110 VDC | KTI1 | L1H2 | PC | 0 | 0 | 0 | 0
5014000599 | Presure Swith, 0 - 16 Bar | KTI1 | L1H2 | EA | 0 | 0 | 0 | 0
5014000600 | Pump Shaft, P/N 211, KSB | KTI1 | L1H5 | EA | 0 | 0 | 0 | 0
5014000601 | Red Band Wheels | KTI1 | L100 | PC | 0 | 0 | 0 | 0
5014000602 | Retainer Bearing 12X3.00" ID 540209-1057 | KTI1 | L100 | PC | 0 | 0 | 0 | 0
5014000603 | Seal Mechanical, B18U2T2V | KTI1 | L1H3 | SET | 0 | 0 | 0 | 0
5014000604 | Seal Mechanical, U12 30 U1 VG | KTI1 | L1H3 | SET | 0 | 0 | 0 | 0
5014000605 | Seal Mechanical, U12.12RU3.U3V | KTI1 | L1H3 | EA | 0 | 0 | 0 | 0
5014000606 | Shaft line 10 FT | KTI1 | L100 | EA | 0 | 0 | 0 | 0
5014000606 | Shaft line 10 FT | KTI1 | L1E5 | EA | 0 | 0 | 0 | 0
5014000607 | Shaft Pompa, 211 | KTI1 | L1H4 | EA | 0 | 0 | 0 | 0
5014000608 | Shaft Protecting Sleeve, P/N 524.1 | KTI1 | L1D4 | PC | 0 | 0 | 0 | 0
5014000609 | Shaft Pump 1.938x2.250x61.25" LG P/N | KTI1 | L100 | PC | 0 | 0 | 0 | 0
5014000610 | Shaft Sleeve, 524 Omega 150-360 | KTI1 | L1H4 | EA | 0 | 0 | 0 | 0
5014000611 | Shaft Sleeve, P/N 2445 | KTI1 | L100 | PC | 0 | 0 | 0 | 0
5014000612 | Shaft Sleeve, P/N 2450 | KTI1 | L100 | PC | 0 | 0 | 0 | 0
5014000613 | Shaft Sleeve, P/N 3400.1 | KTI1 | L100 | PC | 0 | 0 | 0 | 0
5014000614 | Shaft Sleeve, P/N 3400.2 | KTI1 | L100 | PC | 0 | 0 | 0 | 0
5014000615 | Shaft Sleeve, P/N 524 SPY 350 - 370 B | KTI1 | L1G5 | EA | 0 | 0 | 0 | 0
5014000616 | Shaft Top Line 1.938x40.625"LG, P/N | KTI1 | L100 | PC | 0 | 0 | 0 | 0
5014000617 | Swing Check Valve 12", DN. 300 | KTI1 | L100 | EA | 0 | 0 | 0 | 0
5014000618 | Swing Check Valve 4", DN.100 | KTI1 | L100 | EA | 0 | 0 | 0 | 0
5014000619 | Swing Check Valve 6", DN.150 | KTI1 | L100 | EA | 0 | 0 | 0 | 0
5014000620 | Wear Ring, P/N 512 | KTI1 | L1G5 | EA | 0 | 0 | 0 | 0
5014000621 | Kit com 53/55/83/93 curr./freq.out Ex | KTI1 | L1H2 | PC | 0 | 0 | 0 | 0
[6 empty] | 4799242021 |  | 0